## key sources
Source | Notes
SWEEG Report 772: A REVIEW OF RENEWABLE ENERGY RESOURCE ASSESSMENT AND TARGETS FOR DEVON, ADS Norton, March 2011 | Devon county assessment though broken by district in places
West Devon Renewable Energy Potential Study 2008 , DARE
South Devon Renewable Energy Scoping Study, 2006, DARE
T&D Economic Blueprint - Renewable Energy - detail section, final version.pdf | Totnes local area, though discusses DARE report + economic overlaps
RAME Energy Study (University of Exeter) | Lists many of the sources used for resource assessment i.e. Regen SW Atlas etc.
East Devon resource assessment (University of Exeter) | Lists many of the sources used for resource assessment i.e. Regen SW Atlas etc.
One Planet Dartmoor: Dartmoor Low Carbon Strategy Chapter 10: Powering Dartmoor: A Renewable Energy Plan for Dartmoor | Dartmoor installations and potential
Sheet colouring scheme:
Commerical and Community Scale
Domestic Scale
Scope from Appendix A of ITT
Renewable Energy Generation: Commercial & Community Scale
Electricity
  hydro
  solar PV
  wind turbines
  marine (tidal & wave)
Electricity & /or heat
  energy crops
  wastes
  geothermal
Bio Fuels
  energy crops
  wastes
Renewable Energy Generation: Domestic Scale
Electricity
  'green' energy suppliers
  solar PV [note: show government analysis of FIT and income deciles etc.]
  wind turbines
Space & water heating
  solar thermal (domestic hot water)
  biomass stoves & boilers
  air source heat pumps
ground source heat pumps

## summary
Combined data for use on Pivot:
| Technology | Area | Number | Capacity (MW) | Energy (GWh)
| PV Farms | South Hams | 5 | 21 | 75.0978
| PV Farms | West Devon | 7 | 29.4 | 105.1369
| PV Farms | Dartmoor | 0 | 0 | 0
| PV Farms | SW Devon Area | 12 | 50.4 | 180.2346
| Large Scale Wind | South Hams | 46 | 115 | 325
| Large Scale Wind | West Devon | 175 | 437 | 966
| Large Scale Wind | Dartmoor | 0 | 0 | 0
| Large Scale Wind | SW Devon Area | 221 | 552 | 1291
| Medium Scale Wind | South Hams | 6 | 1.35 | 2.4
| Medium Scale Wind | West Devon | 3 | 0.675 | 1.2
| Medium Scale Wind | Dartmoor | 3 | 0.675 | 1.2
| Medium Scale Wind | SW Devon Area | 10 | 2.25 | 4
| Hydro | South Hams | 27 | 1.478 | 6.5318
| Hydro | West Devon | 46 | 4.893 | 21.8531
| Hydro | Dartmoor | 31 | 3.815 | 16.9794
| Hydro | SW Devon Area | 75 | 6.381 | 28.4324
| Geothermal | South Hams | 0 | 0 | 0
| Geothermal | West Devon | 0 | 0 | 0
| Geothermal | Dartmoor | 1 | 20.3125 | 169.0406
| Geothermal | SW Devon Area | 1 | 20.3125 | 169.0406
| Clean Wood | South Hams | 0 | 68.8012 | 90.2445
| Clean Wood | West Devon | 0 | 92.0582 | 120.4119
| Clean Wood | Dartmoor | 0 | 76.3348 | 99.0272
| Clean Wood | SW Devon Area | 0 | 190.0867 | 252.5678
| Treated Wood | South Hams | 0 | 0.9214 | 10.8965
| Treated Wood | West Devon | 0 | 0.49966 | 5.909
| Treated Wood | Dartmoor | 0 | 0.26791 | 3.1683
| Treated Wood | SW Devon Area | 0 | 1.533 | 18.1288
| Wet Biomass | South Hams | 0 | 0.66376 | 9.5941
| Wet Biomass | West Devon | 0 | 0.665 | 9.6118
| Wet Biomass | Dartmoor | 0 | 0.080505 | 1.1636
| Wet Biomass | SW Devon Area | 0 | 1.3624 | 19.6919
| Residual Waste | South Hams | 0 | 3.022 | 25.4072
| Residual Waste | West Devon | 0 | 1.9153 | 16.1029
| Residual Waste | Dartmoor | 0 | 1.3837 | 11.6334
| Residual Waste | SW Devon Area | 0 | 5.5099 | 46.3238
| Domestic PV | South Hams | 10267.95 | 20.5359 | 19.6939
| Domestic PV | West Devon | 7111.25 | 14.2225 | 13.6394
| Domestic PV | Dartmoor | 3855.9454 | 7.7119 | 7.3957
| Domestic PV | SW Devon Area | 19250.0777 | 38.5002 | 36.9216
| Non-domestic PV | South Hams | 1893 | 11.2 | 10.7408
| Non-domestic PV | West Devon | 1212 | 6.97 | 6.6842
| Non-domestic PV | Dartmoor | 764.2549 | 4.3444 | 4.1663
| Non-domestic PV | SW Devon Area | 3446.3043 | 20.1942 | 19.3662
| Domestic SWH | South Hams | 9214.5 | 18.429 | 12.915
| Domestic SWH | West Devon | 5681.25 | 11.3625 | 7.9628
| Domestic SWH | Dartmoor | 3530.9454 | 7.0619 | 4.949
| Domestic SWH | SW Devon Area | 16441.6277 | 32.8833 | 23.0446
| Non-domestic SWH | South Hams | 268 | 2.68 | 1.8781
| Non-domestic SWH | West Devon | 128 | 1.28 | 0.89702
| Non-domestic SWH | Dartmoor | 78.6274 | 0.78627 | 0.55102
| Non-domestic SWH | SW Devon Area | 442.5302 | 4.4253 | 3.1013
| Domestic biomass | South Hams | 15299.1974 | 152.992 | 167.5262
| Domestic biomass | West Devon | 10884.559 | 108.8456 | 119.1859
| Domestic biomass | Dartmoor | 7151.1442 | 71.5114 | 78.305
| Domestic biomass | SW Devon Area | 28946.9042 | 289.469 | 316.9686
| Non-domestic biomass | South Hams | 71.5 | 33.6062 | 115.0088
| Non-domestic biomass | West Devon | 47.75 | 17.0938 | 55.5618
| Non-domestic biomass | Dartmoor | 26.8284 | 8.2284 | 27.6944
| Non-domestic biomass | SW Devon Area | 135.3163 | 56.2745 | 189.0668
| Domestic Heat Pumps | South Hams | 11597.2806 | 115.9728 | 132.0698
| Domestic Heat Pumps | West Devon | 6521.3183 | 65.2132 | 74.2648
| Domestic Heat Pumps | Dartmoor | 2763.1478 | 27.6315 | 31.4667
| Domestic Heat Pumps | SW Devon Area | 19972.1098 | 199.7211 | 227.4424
| Non-domestic heat pumps | South Hams | 395 | 21.725 | 66.6089
| Non-domestic heat pumps | West Devon | 261 | 14.355 | 44.0124
| Non-domestic heat pumps | Dartmoor | 165.9069 | 9.1249 | 27.9769
| Non-domestic heat pumps | SW Devon Area | 726.4435 | 39.9544 | 122.5002
| Micro Wind | South Hams | 21098.0617 | 109.3037 | 163.7773
| Micro Wind | West Devon | 13452.3427 | 69.9762 | 104.922
| Micro Wind | Dartmoor | 10644.1109 | 58.6026 | 88.6855
| Micro Wind | SW Devon Area | 3260.016 | 193.578 | 289.4658

## PIVOT
Area | SW Devon Area
Row Labels | Sum of Energy (GWh)
Large Scale Wind | 1291
Medium Scale Wind | 4
Micro Wind | 289.4658
Clean Wood | 252.5678
Treated Wood | 18.1288
Wet Biomass | 19.6919
Residual Waste | 46.3238
Hydro | 28.4324
Geothermal | 169.0406
PV Farms | 180.2346
Domestic PV | 36.9216
Non-domestic PV | 19.3662
Domestic SWH | 23.0446
Non-domestic SWH | 3.1013
Domestic biomass | 316.9686
Non-domestic biomass | 189.0668
Domestic Heat Pumps | 227.4424
Non-domestic heat pumps | 122.5002
Grand Total | 3237.2973

## PIVOT2
Values
Row Labels | Sum of Hydro: Energy (GWh) | Sum of Geothermal: Energy (GWh) | Sum of Clean Wood: Energy (GWh) | Sum of Treated Wood: Energy (GWh) | Sum of Wet Biomass: Energy (GWh) | Sum of Residual Waste: Energy (GWh) | Sum of PV Farms: Energy (GWh) | Sum of Domestic PV: Energy (GWh) | Sum of Non-domestic PV: Energy (GWh) | Sum of Domestic SWH: Energy (GWh) | Sum of Non-domestic SWH: Energy (GWh) | Sum of Domestic biomass: Energy (GWh) | Sum of Non-domestic biomass: Energy (GWh) | Sum of Domestic Heat Pumps: Energy (GWh) | Sum of Non-domestic heat pumps: Energy (GWh) | Sum of Micro Wind: Energy (GWh) | Sum of Medium Scale Wind: Energy (GWh) | Sum of Large Scale Wind: Energy (GWh) | Sum of Non-Domestic Demand (GWh) | Sum of Domestic Demand (GWh) | Sum of Transport Demand (GWh)
South Hams | 6.5318 | 0 | 90.2445 | 10.8965 | 9.5941 | 25.4072 | 75.0978 | 19.6939 | 10.7408 | 12.915 | 1.8781 | 167.5262 | 115.0088 | 132.0698 | 66.6089 | 163.7773 | 2.4 | 325 | 1409.9852 | 1427.7948 | 1514.68
Current Demand | 0 | 0 | 0 | 0 | 0 | 0 | 0 | 0 | 0 | 0 | 0 | 0 | 0 | 0 | 0 | 0 | 0 | 0 | 746.568 | 770.0928 | 804.4063
2022 Demand Govt. Policy | 0 | 0 | 0 | 0 | 0 | 0 | 0 | 0 | 0 | 0 | 0 | 0 | 0 | 0 | 0 | 0 | 0 | 0 | 663.4172 | 657.702 | 710.2737
Potential Supply | 6.5318 | 0 | 90.2445 | 10.8965 | 9.5941 | 25.4072 | 75.0978 | 19.6939 | 10.7408 | 12.915 | 1.8781 | 167.5262 | 115.0088 | 132.0698 | 66.6089 | 163.7773 | 2.4 | 325 | 0 | 0 | 0
West Devon | 21.8531 | 0 | 120.4119 | 5.909 | 9.6118 | 16.1029 | 105.1369 | 13.6394 | 6.6842 | 7.9628 | 0.89702 | 119.1859 | 55.5618 | 74.2648 | 44.0124 | 104.922 | 1.2 | 966 | 902.8011 | 931.5902 | 1275.8686
Current Demand | 0 | 0 | 0 | 0 | 0 | 0 | 0 | 0 | 0 | 0 | 0 | 0 | 0 | 0 | 0 | 0 | 0 | 0 | 481.2956 | 504.093 | 677.5799
2022 Demand Govt. Policy | 0 | 0 | 0 | 0 | 0 | 0 | 0 | 0 | 0 | 0 | 0 | 0 | 0 | 0 | 0 | 0 | 0 | 0 | 421.5055 | 427.4971 | 598.2887
Potential Supply | 21.8531 | 0 | 120.4119 | 5.909 | 9.6118 | 16.1029 | 105.1369 | 13.6394 | 6.6842 | 7.9628 | 0.89702 | 119.1859 | 55.5618 | 74.2648 | 44.0124 | 104.922 | 1.2 | 966 | 0 | 0 | 0
Dartmoor | 16.9794 | 169.0406 | 99.0272 | 3.1683 | 1.1636 | 11.6334 | 0 | 7.3957 | 4.1663 | 4.949 | 0.55102 | 78.305 | 27.6944 | 31.4667 | 27.9769 | 88.6855 | 1.2 | 0 | 388.8675 | 591.3011 | 793.6246
Current Demand | 0 | 0 | 0 | 0 | 0 | 0 | 0 | 0 | 0 | 0 | 0 | 0 | 0 | 0 | 0 | 0 | 0 | 0 | 206.1208 | 319.6238 | 421.4729
2022 Demand Govt. Policy | 0 | 0 | 0 | 0 | 0 | 0 | 0 | 0 | 0 | 0 | 0 | 0 | 0 | 0 | 0 | 0 | 0 | 0 | 182.7467 | 271.6773 | 372.1516
Potential Supply | 16.9794 | 169.0406 | 99.0272 | 3.1683 | 1.1636 | 11.6334 | 0 | 7.3957 | 4.1663 | 4.949 | 0.55102 | 78.305 | 27.6944 | 31.4667 | 27.9769 | 88.6855 | 1.2 | 0 | 0 | 0 | 0
SW Devon Area | 28.4324 | 169.0406 | 252.5678 | 18.1288 | 19.6919 | 46.3238 | 180.2346 | 36.9216 | 19.3662 | 23.0446 | 3.1013 | 316.9686 | 189.0668 | 227.4424 | 122.5002 | 289.4658 | 4 | 1291 | 2486.0721 | 2600.0232 | 3088.4714
Current Demand | 0 | 0 | 0 | 0 | 0 | 0 | 0 | 0 | 0 | 0 | 0 | 0 | 0 | 0 | 0 | 0 | 0 | 0 | 1319.939 | 1404.2106 | 1640.2052
2022 Demand Govt. Policy | 0 | 0 | 0 | 0 | 0 | 0 | 0 | 0 | 0 | 0 | 0 | 0 | 0 | 0 | 0 | 0 | 0 | 0 | 1166.1331 | 1195.8126 | 1448.2663
Potential Supply | 28.4324 | 169.0406 | 252.5678 | 18.1288 | 19.6919 | 46.3238 | 180.2346 | 36.9216 | 19.3662 | 23.0446 | 3.1013 | 316.9686 | 189.0668 | 227.4424 | 122.5002 | 289.4658 | 4 | 1291 | 0 | 0 | 0
Grand Total | 73.7967 | 338.0813 | 562.2514 | 38.1026 | 40.0614 | 99.4673 | 360.4693 | 77.6507 | 40.9575 | 48.8714 | 6.4274 | 681.9858 | 387.3319 | 465.2437 | 261.0983 | 646.8504 | 8.8 | 2582 | 5187.7259 | 5550.7092 | 6672.6446

## summary2
Combined data for use on Pivot:
|  | Number | Capacity (MW) | Energy (GWh) | Number | Capacity (MW) | Energy (GWh) | Number | Capacity (MW) | Energy (GWh) | Number | Capacity (MW) | Energy (GWh) | Number | Capacity (MW) | Energy (GWh) | Number | Capacity (MW) | Energy (GWh) | Number | Capacity (MW) | Energy (GWh) | Number | Capacity (MW) | Energy (GWh) | Number | Capacity (MW) | Energy (GWh) | Number | Capacity (MW) | Energy (GWh) | Number | Capacity (MW) | Energy (GWh) | Number | Capacity (MW) | Energy (GWh) | Number | Capacity (MW) | Energy (GWh) | Number | Capacity (MW) | Energy (GWh) | Number | Capacity (MW) | Energy (GWh) | Number | Capacity (MW) | Energy (GWh) | Number | Capacity (MW) | Energy (GWh) | Number | Capacity (MW) | Energy (GWh)
|  | PV Farms | PV Farms | PV Farms | Large Scale Wind | Large Scale Wind | Large Scale Wind | Medium Scale Wind | Medium Scale Wind | Medium Scale Wind | Hydro | Hydro | Hydro | Geothermal | Geothermal | Geothermal | Clean Wood | Clean Wood | Clean Wood | Treated Wood | Treated Wood | Treated Wood | Wet Biomass | Wet Biomass | Wet Biomass | Residual Waste | Residual Waste | Residual Waste | Domestic PV | Domestic PV | Domestic PV | Non-domestic PV | Non-domestic PV | Non-domestic PV | Domestic SWH | Domestic SWH | Domestic SWH | Non-domestic SWH | Non-domestic SWH | Non-domestic SWH | Domestic biomass | Domestic biomass | Domestic biomass | Non-domestic biomass | Non-domestic biomass | Non-domestic biomass | Domestic Heat Pumps | Domestic Heat Pumps | Domestic Heat Pumps | Non-domestic heat pumps | Non-domestic heat pumps | Non-domestic heat pumps | Micro Wind | Micro Wind | Micro Wind
Area | Parameter | PV Farms: Number | PV Farms: Capacity (MW) | PV Farms: Energy (GWh) | Large Scale Wind: Number | Large Scale Wind: Capacity (MW) | Large Scale Wind: Energy (GWh) | Medium Scale Wind: Number | Medium Scale Wind: Capacity (MW) | Medium Scale Wind: Energy (GWh) | Hydro: Number | Hydro: Capacity (MW) | Hydro: Energy (GWh) | Geothermal: Number | Geothermal: Capacity (MW) | Geothermal: Energy (GWh) | Clean Wood: Number | Clean Wood: Capacity (MW) | Clean Wood: Energy (GWh) | Treated Wood: Number | Treated Wood: Capacity (MW) | Treated Wood: Energy (GWh) | Wet Biomass: Number | Wet Biomass: Capacity (MW) | Wet Biomass: Energy (GWh) | Residual Waste: Number | Residual Waste: Capacity (MW) | Residual Waste: Energy (GWh) | Domestic PV: Number | Domestic PV: Capacity (MW) | Domestic PV: Energy (GWh) | Non-domestic PV: Number | Non-domestic PV: Capacity (MW) | Non-domestic PV: Energy (GWh) | Domestic SWH: Number | Domestic SWH: Capacity (MW) | Domestic SWH: Energy (GWh) | Non-domestic SWH: Number | Non-domestic SWH: Capacity (MW) | Non-domestic SWH: Energy (GWh) | Domestic biomass: Number | Domestic biomass: Capacity (MW) | Domestic biomass: Energy (GWh) | Non-domestic biomass: Number | Non-domestic biomass: Capacity (MW) | Non-domestic biomass: Energy (GWh) | Domestic Heat Pumps: Number | Domestic Heat Pumps: Capacity (MW) | Domestic Heat Pumps: Energy (GWh) | Non-domestic heat pumps: Number | Non-domestic heat pumps: Capacity (MW) | Non-domestic heat pumps: Energy (GWh) | Micro Wind: Number | Micro Wind: Capacity (MW) | Micro Wind: Energy (GWh) | Non-Domestic Demand (GWh) | Domestic Demand (GWh) | Transport Demand (GWh)
South Hams | Current Demand | 0 | 0 | 0 | 0 | 0 | 0 | 0 | 0 | 0 | 0 | 0 | 0 | 0 | 0 | 0 | 0 | 0 | 0 | 0 | 0 | 0 | 0 | 0 | 0 | 0 | 0 | 0 | 0 | 0 | 0 | 0 | 0 | 0 | 0 | 0 | 0 | 0 | 0 | 0 | 0 | 0 | 0 | 0 | 0 | 0 | 0 | 0 | 0 | 0 | 0 | 0 | 0 | 0 | 0 | 746.568 | 770.0928 | 804.4063
South Hams | 2022 Demand Govt. Policy | 0 | 0 | 0 | 0 | 0 | 0 | 0 | 0 | 0 | 0 | 0 | 0 | 0 | 0 | 0 | 0 | 0 | 0 | 0 | 0 | 0 | 0 | 0 | 0 | 0 | 0 | 0 | 0 | 0 | 0 | 0 | 0 | 0 | 0 | 0 | 0 | 0 | 0 | 0 | 0 | 0 | 0 | 0 | 0 | 0 | 0 | 0 | 0 | 0 | 0 | 0 | 0 | 0 | 0 | 663.4172 | 657.702 | 710.2737
South Hams | Potential Supply | 5 | 21 | 75.0978 | 46 | 115 | 325 | 6 | 1.35 | 2.4 | 27 | 1.478 | 6.5318 | 0 | 0 | 0 | 0 | 68.8012 | 90.2445 | 0 | 0.9214 | 10.8965 | 0 | 0.66376 | 9.5941 | 0 | 3.022 | 25.4072 | 10267.95 | 20.5359 | 19.6939 | 1893 | 11.2 | 10.7408 | 9214.5 | 18.429 | 12.915 | 268 | 2.68 | 1.8781 | 15299.1974 | 152.992 | 167.5262 | 71.5 | 33.6062 | 115.0088 | 11597.2806 | 115.9728 | 132.0698 | 395 | 21.725 | 66.6089 | 21098.0617 | 109.3037 | 163.7773 | 0 | 0 | 0
West Devon | Current Demand | 0 | 0 | 0 | 0 | 0 | 0 | 0 | 0 | 0 | 0 | 0 | 0 | 0 | 0 | 0 | 0 | 0 | 0 | 0 | 0 | 0 | 0 | 0 | 0 | 0 | 0 | 0 | 0 | 0 | 0 | 0 | 0 | 0 | 0 | 0 | 0 | 0 | 0 | 0 | 0 | 0 | 0 | 0 | 0 | 0 | 0 | 0 | 0 | 0 | 0 | 0 | 0 | 0 | 0 | 481.2956 | 504.093 | 677.5799
West Devon | 2022 Demand Govt. Policy | 0 | 0 | 0 | 0 | 0 | 0 | 0 | 0 | 0 | 0 | 0 | 0 | 0 | 0 | 0 | 0 | 0 | 0 | 0 | 0 | 0 | 0 | 0 | 0 | 0 | 0 | 0 | 0 | 0 | 0 | 0 | 0 | 0 | 0 | 0 | 0 | 0 | 0 | 0 | 0 | 0 | 0 | 0 | 0 | 0 | 0 | 0 | 0 | 0 | 0 | 0 | 0 | 0 | 0 | 421.5055 | 427.4971 | 598.2887
West Devon | Potential Supply | 7 | 29.4 | 105.1369 | 175 | 437 | 966 | 3 | 0.675 | 1.2 | 46 | 4.893 | 21.8531 | 0 | 0 | 0 | 0 | 92.0582 | 120.4119 | 0 | 0.49966 | 5.909 | 0 | 0.665 | 9.6118 | 0 | 1.9153 | 16.1029 | 7111.25 | 14.2225 | 13.6394 | 1212 | 6.97 | 6.6842 | 5681.25 | 11.3625 | 7.9628 | 128 | 1.28 | 0.89702 | 10884.559 | 108.8456 | 119.1859 | 47.75 | 17.0938 | 55.5618 | 6521.3183 | 65.2132 | 74.2648 | 261 | 14.355 | 44.0124 | 13452.3427 | 69.9762 | 104.922 | 0 | 0 | 0
Dartmoor | Current Demand | 0 | 0 | 0 | 0 | 0 | 0 | 0 | 0 | 0 | 0 | 0 | 0 | 0 | 0 | 0 | 0 | 0 | 0 | 0 | 0 | 0 | 0 | 0 | 0 | 0 | 0 | 0 | 0 | 0 | 0 | 0 | 0 | 0 | 0 | 0 | 0 | 0 | 0 | 0 | 0 | 0 | 0 | 0 | 0 | 0 | 0 | 0 | 0 | 0 | 0 | 0 | 0 | 0 | 0 | 206.1208 | 319.6238 | 421.4729
Dartmoor | 2022 Demand Govt. Policy | 0 | 0 | 0 | 0 | 0 | 0 | 0 | 0 | 0 | 0 | 0 | 0 | 0 | 0 | 0 | 0 | 0 | 0 | 0 | 0 | 0 | 0 | 0 | 0 | 0 | 0 | 0 | 0 | 0 | 0 | 0 | 0 | 0 | 0 | 0 | 0 | 0 | 0 | 0 | 0 | 0 | 0 | 0 | 0 | 0 | 0 | 0 | 0 | 0 | 0 | 0 | 0 | 0 | 0 | 182.7467 | 271.6773 | 372.1516
Dartmoor | Potential Supply | 0 | 0 | 0 | 0 | 0 | 0 | 3 | 0.675 | 1.2 | 31 | 3.815 | 16.9794 | 1 | 20.3125 | 169.0406 | 0 | 76.3348 | 99.0272 | 0 | 0.26791 | 3.1683 | 0 | 0.080505 | 1.1636 | 0 | 1.3837 | 11.6334 | 3855.9454 | 7.7119 | 7.3957 | 764.2549 | 4.3444 | 4.1663 | 3530.9454 | 7.0619 | 4.949 | 78.6274 | 0.78627 | 0.55102 | 7151.1442 | 71.5114 | 78.305 | 26.8284 | 8.2284 | 27.6944 | 2763.1478 | 27.6315 | 31.4667 | 165.9069 | 9.1249 | 27.9769 | 10644.1109 | 58.6026 | 88.6855 | 0 | 0 | 0
SW Devon Area | Current Demand | 0 | 0 | 0 | 0 | 0 | 0 | 0 | 0 | 0 | 0 | 0 | 0 | 0 | 0 | 0 | 0 | 0 | 0 | 0 | 0 | 0 | 0 | 0 | 0 | 0 | 0 | 0 | 0 | 0 | 0 | 0 | 0 | 0 | 0 | 0 | 0 | 0 | 0 | 0 | 0 | 0 | 0 | 0 | 0 | 0 | 0 | 0 | 0 | 0 | 0 | 0 | 0 | 0 | 0 | 1319.939 | 1404.2106 | 1640.2052
SW Devon Area | 2022 Demand Govt. Policy | 0 | 0 | 0 | 0 | 0 | 0 | 0 | 0 | 0 | 0 | 0 | 0 | 0 | 0 | 0 | 0 | 0 | 0 | 0 | 0 | 0 | 0 | 0 | 0 | 0 | 0 | 0 | 0 | 0 | 0 | 0 | 0 | 0 | 0 | 0 | 0 | 0 | 0 | 0 | 0 | 0 | 0 | 0 | 0 | 0 | 0 | 0 | 0 | 0 | 0 | 0 | 0 | 0 | 0 | 1166.1331 | 1195.8126 | 1448.2663
SW Devon Area | Potential Supply | 12 | 50.4 | 180.2346 | 221 | 552 | 1291 | 10 | 2.25 | 4 | 75 | 6.381 | 28.4324 | 1 | 20.3125 | 169.0406 | 0 | 190.0867 | 252.5678 | 0 | 1.533 | 18.1288 | 0 | 1.3624 | 19.6919 | 0 | 5.5099 | 46.3238 | 19250.0777 | 38.5002 | 36.9216 | 3446.3043 | 20.1942 | 19.3662 | 16441.6277 | 32.8833 | 23.0446 | 442.5302 | 4.4253 | 3.1013 | 28946.9042 | 289.469 | 316.9686 | 135.3163 | 56.2745 | 189.0668 | 19972.1098 | 199.7211 | 227.4424 | 726.4435 | 39.9544 | 122.5002 | 3260.016 | 193.578 | 289.4658 | 0 | 0 | 0

## PIVOT3
Values
Row Labels | Sum of Hydro: Energy (GWh) | Sum of Geothermal: Energy (GWh) | Sum of Clean Wood: Energy (GWh) | Sum of Treated Wood: Energy (GWh) | Sum of Wet Biomass: Energy (GWh) | Sum of Residual Waste: Energy (GWh) | Sum of PV Farms: Energy (GWh) | Sum of Domestic PV: Energy (GWh) | Sum of Non-domestic PV: Energy (GWh) | Sum of Domestic SWH: Energy (GWh) | Sum of Non-domestic SWH: Energy (GWh) | Sum of Domestic biomass: Energy (GWh) | Sum of Non-domestic biomass: Energy (GWh) | Sum of Domestic Heat Pumps: Energy (GWh) | Sum of Non-domestic heat pumps: Energy (GWh) | Sum of Micro Wind: Energy (GWh) | Sum of Medium Scale Wind: Energy (GWh) | Sum of Large Scale Wind: Energy (GWh) | Sum of Non-Domestic Basline (GWh) | Sum of Domestic Baseline (GWh) | Sum of Transport Baseline (GWh) | Sum of Non-Domestic Government Policy (GWh) | Sum of Domestic Government Policy (GWh) | Sum of Transport Government Policy (GWh) | Sum of Non-Domestic Addional Reduction (GWh) | Sum of Domestic Government Addional Reduction (GWh) | Sum of Transport Government Addional Reduction (GWh)
South Hams | 6.5318 | 0 | 90.2445 | 10.8965 | 9.5941 | 25.4072 | 75.0978 | 19.6939 | 10.7408 | 12.915 | 1.8781 | 167.5262 | 115.0088 | 132.0698 | 66.6089 | 163.7773 | 2.4 | 325 | 530.7338 | 356.7044 | 679.589 | 83.1508 | 112.3908 | 94.1327 | 132.6834 | 300.9976 | 30.6847
Energy Demand | 0 | 0 | 0 | 0 | 0 | 0 | 0 | 0 | 0 | 0 | 0 | 0 | 0 | 0 | 0 | 0 | 0 | 0 | 530.7338 | 356.7044 | 679.589 | 83.1508 | 112.3908 | 94.1327 | 132.6834 | 300.9976 | 30.6847
Potential Supply | 6.5318 | 0 | 90.2445 | 10.8965 | 9.5941 | 25.4072 | 75.0978 | 19.6939 | 10.7408 | 12.915 | 1.8781 | 167.5262 | 115.0088 | 132.0698 | 66.6089 | 163.7773 | 2.4 | 325 | 0 | 0 | 0 | 0 | 0 | 0 | 0 | 0 | 0
West Devon | 21.8531 | 0 | 120.4119 | 5.909 | 9.6118 | 16.1029 | 105.1369 | 13.6394 | 6.6842 | 7.9628 | 0.89702 | 119.1859 | 55.5618 | 74.2648 | 44.0124 | 104.922 | 1.2 | 966 | 337.2044 | 243.3346 | 572.2182 | 59.79 | 76.5959 | 79.2913 | 84.3011 | 184.1626 | 26.0704
Energy Demand | 0 | 0 | 0 | 0 | 0 | 0 | 0 | 0 | 0 | 0 | 0 | 0 | 0 | 0 | 0 | 0 | 0 | 0 | 337.2044 | 243.3346 | 572.2182 | 59.79 | 76.5959 | 79.2913 | 84.3011 | 184.1626 | 26.0704
Potential Supply | 21.8531 | 0 | 120.4119 | 5.909 | 9.6118 | 16.1029 | 105.1369 | 13.6394 | 6.6842 | 7.9628 | 0.89702 | 119.1859 | 55.5618 | 74.2648 | 44.0124 | 104.922 | 1.2 | 966 | 0 | 0 | 0 | 0 | 0 | 0 | 0 | 0 | 0
Dartmoor | 16.9794 | 169.0406 | 99.0272 | 3.1683 | 1.1636 | 11.6334 | 0 | 7.3957 | 4.1663 | 4.949 | 0.55102 | 78.305 | 27.6944 | 31.4667 | 27.9769 | 88.6855 | 1.2 | 0 | 146.1974 | 164.993 | 355.4237 | 23.374 | 47.9464 | 49.3213 | 36.5493 | 106.6844 | 16.7279
Energy Demand | 0 | 0 | 0 | 0 | 0 | 0 | 0 | 0 | 0 | 0 | 0 | 0 | 0 | 0 | 0 | 0 | 0 | 0 | 146.1974 | 164.993 | 355.4237 | 23.374 | 47.9464 | 49.3213 | 36.5493 | 106.6844 | 16.7279
Potential Supply | 16.9794 | 169.0406 | 99.0272 | 3.1683 | 1.1636 | 11.6334 | 0 | 7.3957 | 4.1663 | 4.949 | 0.55102 | 78.305 | 27.6944 | 31.4667 | 27.9769 | 88.6855 | 1.2 | 0 | 0 | 0 | 0 | 0 | 0 | 0 | 0 | 0 | 0
SW Devon Area | 28.4324 | 169.0406 | 252.5678 | 18.1288 | 19.6919 | 46.3238 | 180.2346 | 36.9216 | 19.3662 | 23.0446 | 3.1013 | 316.9686 | 189.0668 | 227.4424 | 122.5002 | 289.4658 | 4 | 1291 | 932.9065 | 662.644 | 1384.8669 | 153.8058 | 208.3979 | 191.9389 | 233.2266 | 533.1686 | 63.3994
Energy Demand | 0 | 0 | 0 | 0 | 0 | 0 | 0 | 0 | 0 | 0 | 0 | 0 | 0 | 0 | 0 | 0 | 0 | 0 | 932.9065 | 662.644 | 1384.8669 | 153.8058 | 208.3979 | 191.9389 | 233.2266 | 533.1686 | 63.3994
Potential Supply | 28.4324 | 169.0406 | 252.5678 | 18.1288 | 19.6919 | 46.3238 | 180.2346 | 36.9216 | 19.3662 | 23.0446 | 3.1013 | 316.9686 | 189.0668 | 227.4424 | 122.5002 | 289.4658 | 4 | 1291 | 0 | 0 | 0 | 0 | 0 | 0 | 0 | 0 | 0
Grand Total | 73.7967 | 338.0813 | 562.2514 | 38.1026 | 40.0614 | 99.4673 | 360.4693 | 77.6507 | 40.9575 | 48.8714 | 6.4274 | 681.9858 | 387.3319 | 465.2437 | 261.0983 | 646.8504 | 8.8 | 2582 | 1947.0421 | 1427.6759 | 2992.0978 | 320.1207 | 445.331 | 414.6841 | 486.7605 | 1125.0132 | 136.8824

## summary3
Combined data for use on Pivot:
|  | Number | Capacity (MW) | Energy (GWh) | Number | Capacity (MW) | Energy (GWh) | Number | Capacity (MW) | Energy (GWh) | Number | Capacity (MW) | Energy (GWh) | Number | Capacity (MW) | Energy (GWh) | Number | Capacity (MW) | Energy (GWh) | Number | Capacity (MW) | Energy (GWh) | Number | Capacity (MW) | Energy (GWh) | Number | Capacity (MW) | Energy (GWh) | Number | Capacity (MW) | Energy (GWh) | Number | Capacity (MW) | Energy (GWh) | Number | Capacity (MW) | Energy (GWh) | Number | Capacity (MW) | Energy (GWh) | Number | Capacity (MW) | Energy (GWh) | Number | Capacity (MW) | Energy (GWh) | Number | Capacity (MW) | Energy (GWh) | Number | Capacity (MW) | Energy (GWh) | Number | Capacity (MW) | Energy (GWh)
|  | PV Farms | PV Farms | PV Farms | Large Scale Wind | Large Scale Wind | Large Scale Wind | Medium Scale Wind | Medium Scale Wind | Medium Scale Wind | Hydro | Hydro | Hydro | Geothermal | Geothermal | Geothermal | Clean Wood | Clean Wood | Clean Wood | Treated Wood | Treated Wood | Treated Wood | Wet Biomass | Wet Biomass | Wet Biomass | Residual Waste | Residual Waste | Residual Waste | Domestic PV | Domestic PV | Domestic PV | Non-domestic PV | Non-domestic PV | Non-domestic PV | Domestic SWH | Domestic SWH | Domestic SWH | Non-domestic SWH | Non-domestic SWH | Non-domestic SWH | Domestic biomass | Domestic biomass | Domestic biomass | Non-domestic biomass | Non-domestic biomass | Non-domestic biomass | Domestic Heat Pumps | Domestic Heat Pumps | Domestic Heat Pumps | Non-domestic heat pumps | Non-domestic heat pumps | Non-domestic heat pumps | Micro Wind | Micro Wind | Micro Wind
Area | Parameter | PV Farms: Number | PV Farms: Capacity (MW) | PV Farms: Energy (GWh) | Large Scale Wind: Number | Large Scale Wind: Capacity (MW) | Large Scale Wind: Energy (GWh) | Medium Scale Wind: Number | Medium Scale Wind: Capacity (MW) | Medium Scale Wind: Energy (GWh) | Hydro: Number | Hydro: Capacity (MW) | Hydro: Energy (GWh) | Geothermal: Number | Geothermal: Capacity (MW) | Geothermal: Energy (GWh) | Clean Wood: Number | Clean Wood: Capacity (MW) | Clean Wood: Energy (GWh) | Treated Wood: Number | Treated Wood: Capacity (MW) | Treated Wood: Energy (GWh) | Wet Biomass: Number | Wet Biomass: Capacity (MW) | Wet Biomass: Energy (GWh) | Residual Waste: Number | Residual Waste: Capacity (MW) | Residual Waste: Energy (GWh) | Domestic PV: Number | Domestic PV: Capacity (MW) | Domestic PV: Energy (GWh) | Non-domestic PV: Number | Non-domestic PV: Capacity (MW) | Non-domestic PV: Energy (GWh) | Domestic SWH: Number | Domestic SWH: Capacity (MW) | Domestic SWH: Energy (GWh) | Non-domestic SWH: Number | Non-domestic SWH: Capacity (MW) | Non-domestic SWH: Energy (GWh) | Domestic biomass: Number | Domestic biomass: Capacity (MW) | Domestic biomass: Energy (GWh) | Non-domestic biomass: Number | Non-domestic biomass: Capacity (MW) | Non-domestic biomass: Energy (GWh) | Domestic Heat Pumps: Number | Domestic Heat Pumps: Capacity (MW) | Domestic Heat Pumps: Energy (GWh) | Non-domestic heat pumps: Number | Non-domestic heat pumps: Capacity (MW) | Non-domestic heat pumps: Energy (GWh) | Micro Wind: Number | Micro Wind: Capacity (MW) | Micro Wind: Energy (GWh) | Non-Domestic Basline (GWh) | Domestic Baseline (GWh) | Transport Baseline (GWh) | Non-Domestic Government Policy (GWh) | Domestic Government Policy (GWh) | Transport Government Policy (GWh) | Non-Domestic Addional Reduction (GWh) | Domestic Government Addional Reduction (GWh) | Transport Government Addional Reduction (GWh)
South Hams | Energy Demand | 0 | 0 | 0 | 0 | 0 | 0 | 0 | 0 | 0 | 0 | 0 | 0 | 0 | 0 | 0 | 0 | 0 | 0 | 0 | 0 | 0 | 0 | 0 | 0 | 0 | 0 | 0 | 0 | 0 | 0 | 0 | 0 | 0 | 0 | 0 | 0 | 0 | 0 | 0 | 0 | 0 | 0 | 0 | 0 | 0 | 0 | 0 | 0 | 0 | 0 | 0 | 0 | 0 | 0 | 530.7338 | 356.7044 | 679.589 | 83.1508 | 112.3908 | 94.1327 | 132.6834 | 300.9976 | 30.6847
South Hams | Potential Supply | 5 | 21 | 75.0978 | 46 | 115 | 325 | 6 | 1.35 | 2.4 | 27 | 1.478 | 6.5318 | 0 | 0 | 0 | 0 | 68.8012 | 90.2445 | 0 | 0.9214 | 10.8965 | 0 | 0.66376 | 9.5941 | 0 | 3.022 | 25.4072 | 10267.95 | 20.5359 | 19.6939 | 1893 | 11.2 | 10.7408 | 9214.5 | 18.429 | 12.915 | 268 | 2.68 | 1.8781 | 15299.1974 | 152.992 | 167.5262 | 71.5 | 33.6062 | 115.0088 | 11597.2806 | 115.9728 | 132.0698 | 395 | 21.725 | 66.6089 | 21098.0617 | 109.3037 | 163.7773 | 0 | 0 | 0 | 0 | 0 | 0 | 0 | 0 | 0
West Devon | Energy Demand | 0 | 0 | 0 | 0 | 0 | 0 | 0 | 0 | 0 | 0 | 0 | 0 | 0 | 0 | 0 | 0 | 0 | 0 | 0 | 0 | 0 | 0 | 0 | 0 | 0 | 0 | 0 | 0 | 0 | 0 | 0 | 0 | 0 | 0 | 0 | 0 | 0 | 0 | 0 | 0 | 0 | 0 | 0 | 0 | 0 | 0 | 0 | 0 | 0 | 0 | 0 | 0 | 0 | 0 | 337.2044 | 243.3346 | 572.2182 | 59.79 | 76.5959 | 79.2913 | 84.3011 | 184.1626 | 26.0704
West Devon | Potential Supply | 7 | 29.4 | 105.1369 | 175 | 437 | 966 | 3 | 0.675 | 1.2 | 46 | 4.893 | 21.8531 | 0 | 0 | 0 | 0 | 92.0582 | 120.4119 | 0 | 0.49966 | 5.909 | 0 | 0.665 | 9.6118 | 0 | 1.9153 | 16.1029 | 7111.25 | 14.2225 | 13.6394 | 1212 | 6.97 | 6.6842 | 5681.25 | 11.3625 | 7.9628 | 128 | 1.28 | 0.89702 | 10884.559 | 108.8456 | 119.1859 | 47.75 | 17.0938 | 55.5618 | 6521.3183 | 65.2132 | 74.2648 | 261 | 14.355 | 44.0124 | 13452.3427 | 69.9762 | 104.922 | 0 | 0 | 0 | 0 | 0 | 0 | 0 | 0 | 0
Dartmoor | Energy Demand | 0 | 0 | 0 | 0 | 0 | 0 | 0 | 0 | 0 | 0 | 0 | 0 | 0 | 0 | 0 | 0 | 0 | 0 | 0 | 0 | 0 | 0 | 0 | 0 | 0 | 0 | 0 | 0 | 0 | 0 | 0 | 0 | 0 | 0 | 0 | 0 | 0 | 0 | 0 | 0 | 0 | 0 | 0 | 0 | 0 | 0 | 0 | 0 | 0 | 0 | 0 | 0 | 0 | 0 | 146.1974 | 164.993 | 355.4237 | 23.374 | 47.9464 | 49.3213 | 36.5493 | 106.6844 | 16.7279
Dartmoor | Potential Supply | 0 | 0 | 0 | 0 | 0 | 0 | 3 | 0.675 | 1.2 | 31 | 3.815 | 16.9794 | 1 | 20.3125 | 169.0406 | 0 | 76.3348 | 99.0272 | 0 | 0.26791 | 3.1683 | 0 | 0.080505 | 1.1636 | 0 | 1.3837 | 11.6334 | 3855.9454 | 7.7119 | 7.3957 | 764.2549 | 4.3444 | 4.1663 | 3530.9454 | 7.0619 | 4.949 | 78.6274 | 0.78627 | 0.55102 | 7151.1442 | 71.5114 | 78.305 | 26.8284 | 8.2284 | 27.6944 | 2763.1478 | 27.6315 | 31.4667 | 165.9069 | 9.1249 | 27.9769 | 10644.1109 | 58.6026 | 88.6855 | 0 | 0 | 0 | 0 | 0 | 0 | 0 | 0 | 0
SW Devon Area | Energy Demand | 0 | 0 | 0 | 0 | 0 | 0 | 0 | 0 | 0 | 0 | 0 | 0 | 0 | 0 | 0 | 0 | 0 | 0 | 0 | 0 | 0 | 0 | 0 | 0 | 0 | 0 | 0 | 0 | 0 | 0 | 0 | 0 | 0 | 0 | 0 | 0 | 0 | 0 | 0 | 0 | 0 | 0 | 0 | 0 | 0 | 0 | 0 | 0 | 0 | 0 | 0 | 0 | 0 | 0 | 932.9065 | 662.644 | 1384.8669 | 153.8058 | 208.3979 | 191.9389 | 233.2266 | 533.1686 | 63.3994
SW Devon Area | Potential Supply | 12 | 50.4 | 180.2346 | 221 | 552 | 1291 | 10 | 2.25 | 4 | 75 | 6.381 | 28.4324 | 1 | 20.3125 | 169.0406 | 0 | 190.0867 | 252.5678 | 0 | 1.533 | 18.1288 | 0 | 1.3624 | 19.6919 | 0 | 5.5099 | 46.3238 | 19250.0777 | 38.5002 | 36.9216 | 3446.3043 | 20.1942 | 19.3662 | 16441.6277 | 32.8833 | 23.0446 | 442.5302 | 4.4253 | 3.1013 | 28946.9042 | 289.469 | 316.9686 | 135.3163 | 56.2745 | 189.0668 | 19972.1098 | 199.7211 | 227.4424 | 726.4435 | 39.9544 | 122.5002 | 3260.016 | 193.578 | 289.4658 | 0 | 0 | 0 | 0 | 0 | 0 | 0 | 0 | 0

## summary of demand
Domestic Total Potential
Location: "summary" sheet from "building opportunities" workbook
Area | Baseline Energy | Cavity Wall Insulation | Solid Wall Insulation | Virgin Loft Insulation | Top-up Loft Insulation | Single to Double Glazing | Double to Triple Glazing | Current to Improved Draught proofing | Improved to Advanced Draught proofing | MVHR | Insulation to tanks and Primary Circuits | Lighting Replacements | Appliances: Fridges and Freezers | Appliances: Dishwashers | Appliances: Laundry | Appliances: Cooking | Appliances: Audio-Visual | Appliances: Computers | Hot Water Measures | Turning Down Thermostat 1oC
South Hams | 356.7044 | 18.3698 | 117.0179 | 2.4417 | 8.7067 | 13.7982 | 41.8159 | 26.8464 | 84.3927 | 25.3803 | 0.84038 | 10.191 | 8.1563 | 1.1908 | 3.1897 | 1.5628 | 3.7017 | 3.235 | 4.1387 | 38.4125
West Devon | 243.3346 | 13.6097 | 81.1881 | 1.6354 | 5.3108 | 9.0733 | 24.9111 | 15.9932 | 50.2754 | 15.1198 | 0.50064 | 6.0711 | 4.859 | 0.70938 | 1.9002 | 0.93098 | 2.2052 | 1.9272 | 2.4656 | 22.0723
Dartmoor | 164.993 | 7.2106 | 49.6115 | 1.1899 | 3.1376 | 6.0741 | 14.5109 | 9.3162 | 29.2859 | 8.8074 | 0.29163 | 3.5365 | 2.8304 | 0.41322 | 1.1069 | 0.54231 | 1.2846 | 1.1226 | 1.4362 | 12.9225
SW Devon | 662.644 | 34.7341 | 220.3894 | 4.7514 | 15.3947 | 25.5765 | 72.9622 | 46.8427 | 147.2521 | 44.2846 | 1.4663 | 17.7817 | 14.2315 | 2.0777 | 5.5655 | 2.7268 | 6.4588 | 5.6446 | 7.2214 | 66.2045
Non-Domestic National and Additional Potential
Location: "non-domestic summary" sheet from "SW Devon baseline" workbook
Area | Baseline Energy | National Projections | Additional Energy Management
South Hams | 530.7338 | 83.1508 | 132.6834
West Devon | 337.2044 | 59.79 | 84.3011
Dartmoor | 146.1974 | 23.374 | 36.5493
SW Devon | 932.9065 | 153.8058 | 233.2266
Transport National and Additional Potential
Location: "transport DCC" sheet from "SW Devon baseline" workbook
Area | Baseline Energy | Vehicle Efficiency | Smarter Choices | Eco-driving | Car sharing | Electric Vehicles | Home working
South Hams | 679.589 | 94.1327 | 3.4211 | 3.072 | 2.314 | 10.6379 | 11.2398
West Devon | 572.2182 | 79.2913 | 2.8817 | 2.5877 | 1.9491 | 8.6314 | 10.0205
Dartmoor | 355.4237 | 49.3213 | 1.7925 | 1.6096 | 1.2124 | 5.7441 | 6.3693
SW Devon | 1384.8669 | 191.9389 | 6.9757 | 6.2639 | 4.7182 | 21.5481 | 23.8935
Domestic National Potential
Location: "govt policy SW Devon" sheet from "SW Devon baseline" workbook
Policy | South Hams | West Devon | Dartmoor | Teignbridge AND Dartmoor | SW Devon | South Hams | West Devon | Dartmoor | Teignbridge AND Dartmoor | SW Devon
Residential total energy | 770.0928 | 504.093 | 319.6238 | 130.0248 | 1404.2106 | 657.702 | 427.4971 | 271.6773 | 110.6135 | 1195.8126
Summary Table from above
| Non-Domestic Basline (GWh) | Domestic Baseline (GWh) | Transport Baseline (GWh) | Non-Domestic Government Policy (GWh) | Domestic Government Policy (GWh) | Transport Government Policy (GWh) | Non-Domestic Addional Reduction (GWh) | Domestic Government Addional Reduction (GWh) | Transport Government Addional Reduction (GWh)
South Hams | 530.7338 | 356.7044 | 679.589 | 83.1508 | 112.3908 | 94.1327 | 132.6834 | 300.9976 | 30.6847
West Devon | 337.2044 | 243.3346 | 572.2182 | 59.79 | 76.5959 | 79.2913 | 84.3011 | 184.1626 | 26.0704
Dartmoor | 146.1974 | 164.993 | 355.4237 | 23.374 | 47.9464 | 49.3213 | 36.5493 | 106.6844 | 16.7279
SW Devon | 932.9065 | 662.644 | 1384.8669 | 153.8058 | 208.3979 | 191.9389 | 233.2266 | 533.1686 | 63.3994

## wood and waste
From RegenSW, AEA, Environment Agency Reosurce Assessment
Regional potential for sustainable renewable energy: biomass south west – DRAFT, Environment Agency.
Local Authority | Forestry | Wood Waste (odt) | [5 empty] | Total wood resource (odt) | Agricultural Waste (Tonnes) |  |  |  | Organic Waste (Tonnes) |  |  | Organic Waste total
|  | Clean wood waste |  |  |  | Treated wood waste
| (odt) | Arboriculture* | Industry & construction | Sub-total clean | MSW | Demolition | Sub-total treated |  | Beef | Dairy | Pigs | Poultry | MSW | Industrial | Commercial
East Devon | 16647 | 843 | 2145 | 2988 | 3321 | 1414 | 4735 | 24370 | 2843 | 153227 | 28799 | 8289 | 10826 | 0 | 3421 | 207405
Exeter | 347 | 718 | 1817 | 2535 | 2830 | 1205 | 4035 | 6917 | 73 | 1992 | 7 | 3 | 9226 | 38 | 2915 | 14254
Mid Devon | 16119 | 471 | 1296 | 1767 | 1855 | 790 | 2645 | 20531 | 4866 | 133038 | 13259 | 26210 | 6046 | 24031 | 1911 | 209361
North Devon | 20138 | 584 | 1589 | 2173 | 2302 | 980 | 3282 | 25593 | 6855 | 90653 | 3528 | 4347 | 7503 | 0 | 2371 | 115257
South Hams | 14273 | 612 | 1612 | 2224 | 2413 | 1028 | 3441 | 19938 | 6710 | 77004 | 4543 | 2563 | 7865 | 0 | 2485 | 101170
Teignbridge | 23415 | 837 | 2080 | 2917 | 3300 | 1405 | 4705 | 31037 | 5807 | 26605 | 5924 | 1164 | 10755 | 0 | 3399 | 53654
Torridge | 20069 | 394 | 1073 | 1467 | 1551 | 661 | 2212 | 23748 | 4235 | 182014 | 6455 | 14304 | 5055 | 0 | 1598 | 213661
West Devon | 20949 | 332 | 929 | 1261 | 1309 | 557 | 1866 | 24076 | 11329 | 59472 | 4085 | 846 | 4266 | 38313 | 1348 | 119659
Total | 131957 | 4791 | 12541 | 17332 | 18881 | 8040 | 26921 | 176210 | 42718 | 724005 | 66600 | 57726 | 61542 | 62382 | 19448 | 1034421
Local Authority | Forestry | Wood Waste (odt) | [5 empty] | Total wood resource (odt) | Agricultural Waste (m3 CH4) |  |  |  | Organic Waste (m3 CH4) |  |  | Organic Waste total |  | Conversion factors
|  | Clean wood waste |  |  |  | Treated wood waste | [11 empty] | Feedstock | Water content of feedstock (%)[1] | Converting wet waste to methane (m3 CH4/tonne wet waste) | Net Calorific Value (NCV) from methane produced in GJ per tonne of wet waste[2]
| (odt) | Arboriculture* | Industry & construction | Sub-total clean | MSW | Demolition | Sub-total treated |  | Beef | Dairy | Pigs | Poultry | MSW | Industrial | Commercial |  |  | Cattle (non-dairy) slurry | 0.915 | 16 | 0.54
East Devon | 16647 | 843 | 2145 | 2988 | 3321 | 1414 | 4735 | 24370 | 45488 | 2451632 | 547181 | 397872 | 931036 | 0 | 119735 | 4492944 |  | Dairy slurry | 0.915 | 16 | 0.54
Exeter | 347 | 718 | 1817 | 2535 | 2830 | 1205 | 4035 | 6917 | 1168 | 31872 | 133 | 144 | 793436 | 646 | 102025 | 929424 |  | Pig slurry | 0.945 | 19 | 0.63
Mid Devon | 16119 | 471 | 1296 | 1767 | 1855 | 790 | 2645 | 20531 | 77856 | 2128608 | 251921 | 1258080 | 519956 | 408527 | 66885 | 4711833 |  | Poultry slurry | 0.8 | 48 | 1.63
North Devon | 20138 | 584 | 1589 | 2173 | 2302 | 980 | 3282 | 25593 | 109680 | 1450448 | 67032 | 208656 | 645258 | 0 | 82985 | 2564059 |  | MSW food waste | 0.738 | 86 | 2.92
South Hams | 14273 | 612 | 1612 | 2224 | 2413 | 1028 | 3441 | 19938 | 107360 | 1232064 | 86317 | 123024 | 676390 | 0 | 86975 | 2312130 |  | Industrial food waste | 0.93 | 17 | 0.58
Teignbridge | 23415 | 837 | 2080 | 2917 | 3300 | 1405 | 4705 | 31037 | 92912 | 425680 | 112556 | 55872 | 924930 | 0 | 118965 | 1730915 |  | Commercial food waste | 0.738 | 35 | 1.19
Torridge | 20069 | 394 | 1073 | 1467 | 1551 | 661 | 2212 | 23748 | 67760 | 2912224 | 122645 | 686592 | 434730 | 0 | 55930 | 4279881
West Devon | 20949 | 332 | 929 | 1261 | 1309 | 557 | 1866 | 24076 | 181264 | 951552 | 77615 | 40608 | 366876 | 651321 | 47180 | 2316416
Total | 131957 | 4791 | 12541 | 17332 | 18881 | 8040 | 26921 | 176210 | 683488 | 11584080 | 1265400 | 2770848 | 5292612 | 1060494 | 680680 | 23337602
Local Authority | Forestry (GWh) | Wood Waste (GWh) | [5 empty] | Total wood resource (GHw) | Agricultural Waste (GWh) |  |  |  | Organic Waste (GWh) |  |  | Organic Waste total |  | Conversion Factors | Net Calorific Value GJ per ODT (for dry biomass)
|  | Clean wood waste |  |  |  | Treated wood waste | [11 empty] | Feedstock | GJ/ODT | GWh/ODT
|  | Arboriculture* | Industry & construction | Sub-total clean | MSW | Demolition | Sub-total treated |  | Beef | Dairy | Pigs | Poultry | MSW | Industrial | Commercial |  | Total (GWh) | MSW waste wood | 19 | 0.0052778
East Devon | 69.3625 | 3.5125 | 11.3208 | 14.8333 | 17.5275 | 7.4628 | 24.9903 | 109.1861 | 0.42898 | 23.1203 | 5.1602 | 3.7522 | 8.7802 | 0 | 1.1292 | 42.371 | 151.5571 | Industrial and construction | 19 | 0.0052778
Exeter | 1.4458 | 2.9917 | 9.5897 | 12.5814 | 14.9361 | 6.3597 | 21.2958 | 35.3231 | 0.011015 | 0.30057 | 0.0012543 | 0.001358 | 7.4825 | 0.0060921 | 0.96215 | 8.765 | 44.088 | Demolition | 19 | 0.0052778
Mid Devon | 67.1625 | 1.9625 | 6.84 | 8.8025 | 9.7903 | 4.1694 | 13.9597 | 89.9247 | 0.73423 | 20.074 | 2.3758 | 11.8644 | 4.9035 | 3.8526 | 0.63076 | 44.4352 | 134.3599 | Arboriculture waste wood | 15 | 0.0041667
North Devon | 83.9083 | 2.4333 | 8.3864 | 10.8197 | 12.1494 | 5.1722 | 17.3217 | 112.0497 | 1.0343 | 13.6785 | 0.63215 | 1.9677 | 6.0851 | 0 | 0.78259 | 24.1805 | 136.2302 | Broadleaf woodland |  | 0.0025 | from Dartmoor Circle Resource Assessment
South Hams | 59.4708 | 2.55 | 8.5078 | 11.0578 | 12.7353 | 5.4256 | 18.1608 | 88.6894 | 1.0125 | 11.619 | 0.81402 | 1.1602 | 6.3787 | 0 | 0.82022 | 21.8047 | 110.4941 | Conifer woodland |  | 0.0018 | from Dartmoor Circle Resource Assessment
Teignbridge | 97.5625 | 3.4875 | 10.9778 | 14.4653 | 17.4167 | 7.4153 | 24.8319 | 136.8597 | 0.87621 | 4.0144 | 1.0615 | 0.5269 | 8.7226 | 0 | 1.1219 | 16.3235 | 153.1832 | Average "woodland" type |  | 0.0024096 | based on ratio of broadleaf to coniferour from the two LCAs below
Torridge | 83.6208 | 1.6417 | 5.6631 | 7.3047 | 8.1858 | 3.4886 | 11.6744 | 102.6 | 0.63901 | 27.4639 | 1.1566 | 6.4749 | 4.0997 | 0 | 0.52745 | 40.3617 | 142.9617
West Devon | 87.2875 | 1.3833 | 4.9031 | 6.2864 | 6.9086 | 2.9397 | 9.8483 | 103.4222 | 1.7094 | 8.9737 | 0.73195 | 0.38296 | 3.4598 | 6.1423 | 0.44493 | 21.8451 | 125.2673 | The energy content of 1m3CH4 is 33.95MJ/m3 (Net Calorific Value)
Total | 549.8208 | 19.9625 | 66.1886 | 86.1511 | 99.6497 | 42.4333 | 142.0831 | 778.055 | 6.4457 | 109.2443 | 11.9334 | 26.1306 | 49.9123 | 10.001 | 6.4192 | 220.0866 | 998.1416 | Therefore 1 m3CH4 = | 9.4306 | kWh
[19 empty] | 9.4306e-06 | GWh
Additional Assumptions and Values to utilise with above data:
Woodland Type | Dartmoor area (Ha) | South Devon area (Ha)
Broadleaf | 4996 | 6391
Coniferous | 2703 | 1677
Mixed | 807 | 537
Shrub/young | 221 | 169
Felled/land for prepared planting | 702 | 1164
| 9429 | 9938
Note: These two LCAs are similar in scope to the study area
Assume same assumptions as per the Dartmoor Circle resrouce assessment:
Assume remaining types are a 50:50 mix of types
Dartmoor circle is based on green wood (unlike EA analysis above based on odt forestry)
Area | Type | Area (ha) | Yield class (m3/ha/yr) | Annual increment (m3) | Sustinabale harvest | m3 | m3 to tonnes multiplier | tonnes | Proportion avalialbe for woodfuel | Estimated available harvest for woodfuel use | Energy per green tonne (kWh) | Potential energy from harvest | Likely exploited potential | Energyl ikely to be achieved (GWh)
Dartmoor | Broadleaf | 5861 | 4 | 23444 | 70% | 16410.8 | 1.1 | 18051.88 | 80% | 14441.504 | 2500 | 36.1038 | 20% | 7.2208
Dartmoor | Coniferous | 3568 | 16 | 57088 | 70% | 39961.6 | 1.1 | 43957.76 | 50% | 21978.88 | 1800 | 39.562 | 20% | 7.9124
South Devon | Broadleaf | 7326 | 4 | 29304 | 70% | 20512.8 | 1.1 | 22564.08 | 80% | 18051.264 | 2500 | 45.1282 | 20% | 9.0256
South Devon | Coniferous | 2612 | 16 | 41792 | 70% | 29254.4 | 1.1 | 32179.84 | 50% | 16089.92 | 1800 | 28.9619 | 20% | 5.7924
Total |  | 19367 |  | 151628 |  | 106139.6 |  | 116753.56 |  | 70561.568 |  | 149.7558 |  | 29.9512
Population proxy values:
Dartmoor population | 39734
S hams | 86779
S hams AND dartmoor | 7050 | 8.124%
Teignbidge population | 129830
Teignbridge AND Dartmoor | 16441 | 12.66%
w devon | 55000
w devon AND dartmoor | 16243 | 29.53%
Approx area Teignbridge AND Dartmoor | 26000 | Ha | estimated from measurement on map
Teignbridge area | 68018 | Ha | from neigbourhood statistics
| 0.38225 | in Dartmoor
Total Naturally Available Resource
Local Authority | Forestry (GWh) | Wood Waste (GWh) | [5 empty] | Total wood resource (GHw) | Agricultural Waste (GWh) |  |  |  | Organic Waste (GWh) |  |  | Organic Waste total | Total
|  | Clean wood waste |  |  |  | Treated wood waste
|  | Arboriculture* | Industry & construction | Sub-total clean | MSW | Demolition | Sub-total treated |  | Beef | Dairy | Pigs | Poultry | MSW | Industrial | Commercial
South Hams | 59.4708 | 2.55 | 8.5078 | 11.0578 | 12.7353 | 5.4256 | 18.1608 | 88.6894 | 1.0125 | 11.619 | 0.81402 | 1.1602 | 6.3787 | 0 | 0.82022 | 21.8047 | 110.4941
West Devon | 87.2875 | 1.3833 | 4.9031 | 6.2864 | 6.9086 | 2.9397 | 9.8483 | 103.4222 | 1.7094 | 8.9737 | 0.73195 | 0.38296 | 3.4598 | 6.1423 | 0.44493 | 21.8451 | 125.2673
Dartmoor | 75.6657 | 0 | 0 | 0 | 5.2805 | 0 | 5.2805 | 80.9462 | 0 | 0 | 0 | 0 | 2.6446 | 0 | 0 | 2.6446 | 83.5908
Total | 185.1306 | 3.9333 | 13.4108 | 17.3442 | 21.8494 | 8.3653 | 30.2147 | 232.6895 | 2.7219 | 20.5927 | 1.546 | 1.5431 | 10.9432 | 6.1423 | 1.2652 | 44.7543 | 277.4439
Dartmoor forestry energy taken from application of Dartomor circle method to revised woodland areas for Dartmoor. 20% "likely exploited potential" not included.
Teignbridge element of Dartmoor estimated through scaling total Teignbridge energy potential by ratio of area of Dartmoor in Teignbridge to Total Teignbridge
Assumed no arboriculture or indistrial wood arisings in Dartmoor
MSW in Dartmoor area apportioned from the three districts on a population apportionment basis
Assume no agriculture waste in Dartmoor as unlikely intensity of farming is condusive to AD etc.
Assume no indistrial or commerical organic waste in Dartmoor
Technically Accessible Resource
Based on methodology used in RegenSW Refreshing the Renewable Energy Strategy for Bournemouth, Dorset and Poole
Assume all clean wood (forestry + arboriculture) is used as wood chip or pellet in biomass boilers with 85% efficiency at 20% load factor
Clean Wood (from above) | Capacity (MW) | Energy (GWh)
South Hams | 51.5094 | 59.9493
West Devon | 68.7282 | 79.5378
Dartmoor | 56.5224 | 64.3159
Total | 144.1597 | 172.1036
Table adding "clean wood" resource plus hedge resource from analysis below based loosely on Cordiale project
Clean Wood | Capacity (MW) | Energy (GWh)
South Hams | 68.8012 | 90.2445
West Devon | 92.0582 | 120.4119
Dartmoor | 76.3348 | 99.0272
Total | 190.0867 | 252.5678
Treated wood assumed all MSW and demonlition, assumed to fuel WID compliant biomass CHP plant. Energy conversion is assumed at 5.3 MWh per odt with 20% electrical conversion and 2:1 heat to power ratio. Capacity is derived using a 90% load factor.
Treated Wood | Capacity (MWth) | Capacity (MWe) | Heat (GWh) | Electricity(GWh) | Total (GWh)
South Hams | 0.9214 | 0.4607 | 7.2643 | 3.6322 | 10.8965
West Devon | 0.49966 | 0.24983 | 3.9393 | 1.9697 | 5.909
Dartmoor | 0.26791 | 0.13395 | 2.1122 | 1.0561 | 3.1683
Total | 1.533 | 0.76648 | 12.0859 | 6.0429 | 18.1288
Energy conversion assumes methane yields indicated with methane (9.4 kW/ m3) being used in gas CHP engines with an electrical conversion of 20% and a heat to power ratio of 1.2:1. Capacity is derived using a 90% load factor.
Wet Biomass | Capacity (MWth) | Capacity (MWe) | Heat (GWh) | Electricity (GWh) | Total (GWh)
South Hams | 0.66376 | 0.55314 | 5.2331 | 4.3609 | 9.5941
West Devon | 0.665 | 0.55416 | 5.2428 | 4.369 | 9.6118
Dartmoor | 0.080505 | 0.067087 | 0.6347 | 0.52892 | 1.1636
Total | 1.3624 | 1.1353 | 10.741 | 8.9509 | 19.6919
Non-Organic Waste
The following quick analysis is to estimate renewbale neergy potential from EfW of residual MSW and Commercial and Industrial Waste:
Assumes 60% foor waste separated and used within AD processes
Assumes waste wood has already been accounted for (see above)
Based on University of Exeter SWEEG Report 808 "THE POTENTIAL ROLE OF ENERGY RECOVERY FROM WASTE IN THE GENERATION OF RENEWABLE ENERGY IN DEVON", ADS Norton, March 2012
From this, key indicators for Devon are:
Total residual waste | 309900 | t/year
Thermal treatment | 3.2 | MWh/t
Total renewbale energy yield | 227 | GWh/year
Installed equivalent size | 27 | MW
Assumed load factor | 0.95
Assume Devon waste can be apportioned to study area on a per capital basis
Non-Organic Waste | Population | Capacity (MWth) | Heat (GWh)
South Hams | 86779 | 3.022 | 25.4072
West Devon | 55000 | 1.9153 | 16.1029
Dartmoor | 39734 | 1.3837 | 11.6334
Total | 158220 | 5.5099 | 46.3238
Devon | 775324 | 27 | 227
Biofuel
Dartmoor Circle analysis states:
DARE reports on energy crops:
Analysis undertaken for SRC and Miscanthus. Stated would need to grow one or the other on a given site. It is recommended SRC is prioiritied due to higher yields and no requirtements for specialist euipment.
DARE also show a comparison between SRC and other renewable energy, namely:
From their reports they state the following potential:
South Devon | 124 GWh
SW Water
AD Biogas and CHP | kW | MWh | Efficiency | Location | Notes | Ref
Kingsbrisdge sewage treatemnt works | 60 | 0 |  | South Hams
Totnes sewage treatemtn works | 105 | 417 |  | South Hams | Energy calculation based on Totnes and District Energy Budget Calculations | http://totnesedap.org.uk/book/appendices/appendix-c/totnes-and-district-energy-budget-calculations/
Littlehempston Water treatment Works | 480 | 0 |  | nr. Totnes, South Hams
Additional Hedge Yield Estimate
Based on very rough apportionment from work of Rob Wolton through Cordiale project.
Overriding assumptions:
The total length of hedges in Devon is 53,000 kilometres (Rob feels this may be an underestimate).
Of these 50% could be ‘farmed’ for woodfuel – the other 50% being excluded for biodiversity reasons … and this 50% set aside could also include the inaccessible hedges etc.
Rob feels that the hedges are likely to be more or less evenly distributed across the county – except perhaps for the upland areas – and an estimate could be made based on land area.
Land Areas:
South Hams | 832.6284 | sq.km | area of "greenspace" from Neighbourhood statistics, 2005 data
West Devon | 1123.377 | sq.km
Dartmoor | 954 | sq.km | total area - wikipedia
Teignbridge in Dartmoor | 255.46 | sq.km | based on sum of GIS 1 x 1 km NAEI
SW Devon | 2211.4654 | sq.km
East Devon | 748.9382 | sq.km
Exeter | 24.7382 | sq.km
Mid Devon | 865.55 | sq.km
North Devon | 1035.1636 | sq.km
Teignbridge | 622.1089 | sq.km
Torridge | 938.2314 | sq.km
Devon Total | 6190.7358 | sq.km
SW Total | 21903.2565 | sq.km
Total length of Devon hedges | 53000 | km
Proportion which could be harvested | 50%
Energy to heat a farm house | 30000 | kWh/annum | p.22 Sustainable Agriculture – Field Trial on Woodfuel, report 3
Length of hedge required to heat farmhouse | 200 | m, over a 15 year rotation | p.23 Sustainable Agriculture – Field Trial on Woodfuel, report 3
Assumed effective yield | 10 | kWh/m | Note: this varies widely, depending on composition of hedge
Assume all clean wood (forestry + arboriculture) is used as wood chip or pellet in biomass boilers with 85% efficiency at 20% load factor
Boiler efficiency | 85%
Load factor | 20%
Length of hedges in study area:
Hedge Resource | Available Resource (km) | Capacity (MW) | Energy (GWh)
South Hams | 3564.1406 | 17.2918 | 30.2952
West Devon | 4808.716 | 23.33 | 40.8741
Dartmoor | 4083.6826 | 19.8124 | 34.7113
Total | 9466.376 | 45.9271 | 80.4642
Energy Crops
From Crops for Energy: http://www.crops4energy.co.uk/why-we-need-energy-crops-sw
3.5% | of agricultural land would provide...
2.64 | TWh of heat
Assuming this is area weighted pro-rata to SW Devon based on "greenspace" and on assumption that agricultrual land and conposition is proportional:
266.548 | GWh
Rough working below- not directly relevant to SW DEVON!!
Total Feedstocks:
Clean wood | 19635 | odt
Treated wood | 4735 | odt
Methane | 4492944 | m3
Scenarios
Wood Chips: | Fuel requirement (odt) | Number of installations ('clean' wood) | Number of installations ('treated' wood) | Installed power (MW) |  | Annual Energy (GWh) clean | Annual Energy (GWh) treated | Carbon saved (ktCO2) clean | Carbon saved (ktCO2) treated
5MW commercial building heating 33% load | 3400 |  | 1.3926 |  | 6.9632 |  | 20.1293 |  | 0
2MW Industrial process Heating 60% load | 2340 | 8.391 |  | 16.7821 |  | 88.2065 |  | 0
500kW Commercial heating 33% load | 322 | 60.9783 |  | 30.4891 |  | 88.138 |  | 0
30kW Domestic heating boiler (pellets) | 12 | 852.5 |  | 25.575 |  | 15.6826 |  | 0 |  | assume 7% load factor (lower limit from AEA RHI report which assumes smaller domestic boilers)
2MWe 8MWth CHP 100% load | 12200 | 1.6094 | 0.38811 | 12.9th | 3.1th | 140.9857 | 33.9989 | 0 | 0
300MWe power plant | 1410821 | 0.013917 | 0.0033562 | na | na | na | na | na | na
128 Mwe power plant | 604577 | 0.032477 |  | na | na | na | na | na | na
50 Mwe power plant | 235184 | 0.083488 | 0.020133 | na | na | na | na | na | na
Average pellet and commercial assuming 50:50 split |  | 818 domestic and 34 commercial |  | 24.6053 |  | 51.9274 |  | 0
Methane: | Methane requirement per annum m3 | Potential Number | Installed power (MW) | Annual Energy (GWh) | Carbon Saved (ktCO2)
Centralised 1MWe electricity plant | 2600907 | 1.7275 | 1.7275
Centralised 1MWe CHP plant | 3407653 | 1.3185 | 1.3185
Small 170kw heat only plant | 102178 | 43.9717 | 7.4752
Small 50kw electricity plant | 130045 | 34.5491 | 1.7275
Small 50kWe CHP plant | 102178 | 43.9717 | 2.1986
AD Plants
Technology type and size | Output for export | Application | Methane requirement per annum m3 | Potential number | Installed power (MW) | Annual Energy (GWh) | Carbon Saved (ktCO2) |  |  | Mix of methane fo scenario
60kWth input CHP @55% load | 13kWe, 16kWth | On farm AD | 30000 | 149.7648 | 2.39th | 20.9254 | 0 |  |  | 10%
60kWth input for electricity@70% load | 12kWe | On farm AD | 40000 | 112.3236 | 1.34e | 8.2652 | 0 |  |  | 10%
60kwth input for heat @55% load | 26kWth | On farm AD | 30000 | 149.7648 | 3.89th | 18.7607 | 0 |  |  | 4.326%
6.7 MWth input for CHP@55% load | 850kWe, 2MWth | CAD- 10km collection radius | 3400000 | 1.3215 | 2.6th | 18.1453 | 0 |  |  | 75.67%
4 MWth input for Electricity @70% load | 850kWe | CAD- 10km collection radius | 2600000 | 1.7281 | 1.47e | 9.007 | 0
Bio-methane production 500kW |  | Grid injection biomethane-10 km collection radius | 300000 | 14.9765 | 7.5e | ??
|  | Potential number | Power (MWth) | Power (Mwe) | Annual Energy (GWh) | Carbon Saved (ktCO2)
Methane mix scenario |  | 33.6873 | 2.4081 | 1.1795 | 17.4619 | 0
Estabslishing a SW Heat Carbon Factor:
From Figures 11.2.1 and 11.2.2 in report:
Total saving by technology: |  | Assumed type
CAD | 8% | Electricity
On farm CHP | 1% | Electricity
On farm elec | 4% | Electricity
Biomethane | 5% | Electricity
Industrial Heat large | 22% | Heat
Industrial Heat small | 7% | Heat
30 kW pellet | 42% | Heat
Waste wood power station | 11% | Electricity
Total heat | 71%
Saving in on gas grid locations | 164396 | 14.18%
Saving in off gas grid locations | 994847 | 85.82%
Total | 1159243
Electricity Only Scenarios
from p.53 of report | South West |  |  |  | East Devon
| Resource (m3 or odt) | Total capacity (Mwe) | Emission saving CO2 eq saved/m3 CH4 | Total GHG emission savings (tonnes CO2 eqv) | Resource (m3 or odt) | Total capacity (Mwe) | Total GHG emission savings (ktonnes CO2 eqv)
Wet Waste | 64725625 | 21.16 | 1.17 | 79034 | 4492944 | 1.4688 | 5.2567
Dry biomass (clean) | 604577 | 128 | 0.58 | 350655 | 19635 | 4.1571 | 11.3883
Dry biomass (treated) | 138707 | 30 | 0.46 | 63805 | 4735 | 1.0241 | 2.1781
[5 empty] | Total | 6.65 | 18.8231

## pv
From Cornwall Council Planning Guidance |  |  |  | https://www.google.co.uk/url?sa=t&rct=j&q=&esrc=s&source=web&cd=1&ved=0CEQQFjAA&url=http%3A%2F%2Fwww.cornwall.gov.uk%2Fidoc.ashx%3Fdocid%3D0ae8bad3-f600-4bf6-957b-b70344b9c882%26version%3D-1&ei=CFEiUb6rCYXB0gXKiYGYCg&usg=AFQjCNFbGsztlzn-Pa_puvrGlBt8MJySsA&bvm=bv.42553238,d.d2k
Based on Cornwall sensitivity analysis
Capacity | 5 | MW
area | 15 | Ha
area | 150000 | sqm
From RegenSW Planning for Solar Parks in the SW of England
Assume 5 MW, and are within 1.5km of a 33 kV line
Assume all 2 MW famrs are within 4.5 kW of a 33 kV substation
Relevant sub-stations 33/132 kV at:
Sub-station |  | More than 2km withIn Dartmooror AONB?
Okehampton |  | no
Lifton |  | no
Roadford |  | no
Ashburton |  | no
Buckfastleigh |  | no
South Brent |  | no
Abham |  | no
Totnes |  | no
Modbury |  | no
Kingsbridge |  | no
Salcombe |  | no
Stokenham |  | no
Blackawton |  | no
Dartmouth |  | no
Mortenhampstead |  | yes
Whiddon Down |  | no
North Tawton |  | no
Devon Devon Landscape Policy Group Advice Note No. 2 Accommodating Wind and Solar PV Developments in Devon’s Landscape 2013
Guidance on landscape sensitivity in Section 4.
Sensitivity constraints based on:
Landform
Sense of openness/enclosure
Field pattern and scale
Landcover
Perceptual Qualities
Historic Landscape Character
Scenic and Special Qualities
From this, attributes requried of site:
Close to substation or 33 kV line
Outside of National Park or AONB
Relatively flat (to reduce views onto site)
Relatively enclosed i.e. surrounded by hedges or woods
Large scale modern regular fields
Arable or brownfield
Evidence or closeby to human activity e.g. Industrial areas or modern developments
Avoidance of Historic landscapetypes such as park/garden, rough ground, ancient woodland, other woodland, marsh, dunes, mud, sand, outcrop/ scree/ cliffs, watermeadows, and orchards
Assume no PV farms in designated areas (National Parks, AONB)
Assume no more than one PV farm within a field of view to mitigate visual impact issues
Devon Landscape Character Assessments
Series of LCAs covering Devon
The study area comprised two of these LCAs
150 Dartmoor
151 South Devon
From these, a visual inspection was undertaken to investigate potential sites.
list of cornish PV farm planning sites
http://cornwallsolarfarms.files.wordpress.com/2012/12/img050.jpg
Approach for SW Devon Area:
Designation areas measured from Defra Magic interactive map
http://magic.defra.gov.uk/website/magic/
For the study area, available area (Ha) excluding National Park, AONB and World Heritage Sites measured.
Area (Ha)
South Hams | 31600
West Devon | 45000
Cornwall | 203000
Technical Paper E2 An Assessment of the Renewable Energy Resource Potential in Cornwall Cornwall Council January 2012
Commercial scale development (from para 159)
Calculations based on PV sited in Truro:
Av. Size of PV farm | 4.2 | MW
Annual generation | 3990 | MWh
Total number in Cornwall | 32
PVGIS:
Output for a 1 kWp system facing due south inclined to 35o
Truro | 1070 | kWh
Tavistock | 959 | kWh
Scaling factor | 89.63%
Adjusted annual generation per PV farm | 3576.0841 | MWh
| Number | Capacity (MW) | Energy (GWh)
South Hams | 5 | 21 | 75.0978 | based on area apportionment Cornwall to local area on assumption similar landscape sensitivities etc.
West Devon | 7 | 29.4 | 105.1369 | based on area apportionment Cornwall to local area on assumption similar landscape sensitivities etc.
Dartmoor | 0 | 0 | 0
SW Devon Area | 12 | 50.4 | 180.2346

## wind
Regen SW Survey
| No Projects | Capacity (MWe) | No Projects
South Hams | 23 | 0.13 | 2
Teignbridge | 5 | 0.025 | 0
West Devon | 13 | 0.061 | 0
Dartmoor Circle Low Carbon Strategy
Based on the above and the following assumptions, current generation estimated as follows:
Assume 1 6 kW turbine in Dartmoor generating 12 MWh. The 20 hypothetical turbines in existence now would potentially result in exceeding the Regen survey
Assume all Teignbridge turines from Regen survey outside of national park
20% | Assume capacity factor 20% - similar to asusmed capacity factor for 225 kW turbine identified in Dartmoor Circle report (South Brent turbine)
Existing
| Number | Capacity (MW) | Energy (GWh)
South Hams | 23 | 0.13 | 0.22776
West Devon | 13 | 0.061 | 0.10687
Dartmoor | 1 | 0.006 | 0.010512
SW Devon Area | 37 | 0.191 | 0.33463
Wind Resource Assessment for the South West Following SQW energy Methodology, Wardell Armstrong, July 2010
http://regensw.s3.amazonaws.com/wind_resource_methodology_text_only_b71959af94c39e86.pdf
Follows SQWenergy report entitled “Renewable and Low-carbon Energy Capacity Methodology – Methodology for the English Regions” issued by DECC in January 2010
Undertakes assessments for large scale and small scale wind.
The method for large scale is more detailed
Stage 6.2 of large scale study reomves all Natioanl Parks and AONB
District | Number of 2.5 MW turbines | MW | GWh | % of Devon
East Devon | 17 | 43 | 98 | 2%
Exeter | 0 | 1 | 2 | 0%
Mid Devon | 118 | 295 | 731 | 15%
North Devon | 206 | 516 | 1352 | 26%
South Hams | 46 | 115 | 325 | 6%
Teignbridge | 51 | 128 | 348 | 6%
Torridge | 183 | 458 | 1137 | 23%
West Devon | 175 | 437 | 966 | 22%
Total Devon | 796 | 1993 | 4959
Therefore, from the above and assuming no Dartmoor, the resource for large scale wind becomes:
Potential large scale
| Number | Capacity (MW) | Energy (GWh)
South Hams | 46 | 115 | 325
West Devon | 175 | 437 | 966
Dartmoor | 0 | 0 | 0
SW Devon Area | 221 | 552 | 1291
Communtiy Scale
Not a resource assessment, but undertaken to give context.
Assume each of the ten community groups involved in SW Devon project could install a turbine the scale of the South Brent Project...
i.e. 225 kW Vestas V27 turbine, say 400 MWh/year i.e. about 20% load factor
Potential community scale
| Number | Capacity (MW) | Energy (GWh)
South Hams | 6 | 1.35 | 2.4
West Devon | 3 | 0.675 | 1.2
Dartmoor | 3 | 0.675 | 1.2
SW Devon Area | 10 | 2.25 | 4
sh | Totnes: Transition Town Totnes
sh | Ivybridge: PL21
sh + dm | South Brent: Sustainable South Brent
wd | Tavistock: Transition Tavistock
wd | Okehampton: Devon Heartlands
wd | North Tawton: North Tawton Environment Trust
dm (tg) | Dartmoor (inc. Moretonhampstead, Chagford, Buckfastleigh and Ashburton): Dartmoor Circle
sh | Dartmouth: Dartmouth Academy
sh | South Hams (inc. Kingsbridge): South Devon Coastal Renewable Energy Network
dm (tg) | Teign Valley: Greener Teign
The personal knowledge of the authors, combined with a review of planning
applications over two years to April 2010, indicates that no wind turbines larger than
6kW are currently in operation within the DNPA boundary. There may, however, be
roughly 20 smaller turbines, of the approximate size of that at Higher Downstow,
which generates 12,000 kWh. Twenty such turbines would generate a total of 0.24
GWh.

## hydro
Current Installed capacity (from Regen SW 2012)
| No Projects | Capacity (MWe)
South Hams | 11 | 1.308
Teignbridge | 9 | 0.386 | Note: DARE 2008 study scoped W Devon and Dartmoor together and stated no hydro in Dartmoor/Teignbridge.
West Devon | 6 | 3.708
British Hydropower Association, A Guide to Mini- Hydro Devleopments
http://www.british-hydro.org/mini-hydro
"Micro-hydro systems (<100kW)"
"The Capacity factor for most mini-hydro schemes would normally fall within the range 50% to 70% in order to give a satisfactory return on the investment"
Costs:
Teignbridge District Council Renewable Energy and Sustainable Construction Study
Provides no additional information that the EA studies do not already provide i.e. it does not discuss Dartmoor
DARE South Devon Report
Indicative costs:
"A 90kW site on Dartmoor cost £80,000(1997) (less than £1,000/kW)"
"A 3kW site on Dartmoor has been quoted £40,000 (more than £13,000/kW)"
Resource potential taken from 1980s ETSU study
https://www.gov.uk/government/uploads/system/uploads/attachment_data/file/47951/754-wag-hydro-report-annex-3.pdf |  |  |  |  | Our additional calculations:
River | Site | kW | MWh |  | Derived capacity factor | Identified as win-win by EA (2010)? | District | Dartmoor? | Approximate Location
Dart | Staverton Mills | 68 | 441 |  | 74.03% | N | SH | N | nr. Dartington
Dart | Town Mills | 90 | 430 |  | 54.54% | N | SH | N | nr. Dartington
Dart | Swallowfields Weir | 196 | 887 |  | 51.66% |  |  |  | nr. Totnes
Avon (Aune) | Diptford Manor | 43 | 221 |  | 58.67% | N | SH | N | nr. Dipford
Erme | Ivybridge Aqueduct | 54 | 280 |  | 59.19% | N | SH | N | Ivybridge
Avon (Aune) | Lydia Bridge | 49 | 247 |  | 57.54% | Y | SH | Y | South Brent
Erme | Stowford Mill | 110 | 666 |  | 69.12% | N | SH | N | Ivybridge
Plym | Cann Woods Weir | 136 | 712 |  | 59.76% | N | SH | N | Cann Wood, on border with Plymouth
|  | 746 | 3884 | Av. | 59.43%
|  | 6.568% | Fraction of DARE identified hydro potential also identified by EA (2010) as win-win
West Devon Renewable Energy Potential Study 2008
The resource assessment identifies existing and potential schemes
Existing Schemes
River | Site | kW | MWh |  | Derived capacity factor | Identified as win-win by EA (2010)? | District | Dartmoor? | Approximate Location
Tavy | Mary Tavy Power Station | 2600 | 11380 |  | 49.96% |  | WD | Y | Mary Tavy, nr. Tavistock
Tavy | Morwellham Power Station | 640 | 2800 |  | 49.94% |  | WD | N | Morwellham Quay, nr. Gunnislake | Note: This has been identified as being 640 kW by SWW. DARE stated 64 kW. The table here shows SWW, and esimtates GWh based on retaining the same. The SWW values make numbers agree with Regen survey too.
W.Okement | Meldon Dam | 430 | 1880 |  | 49.91% |  | WD | Y | nr. Okehampton | Note: This has been identified as being 430 kW by SWW. DARE stated 43 kW. The table here shows SWW, and esimtates GWh based on retaining the same
Teign | Holy Street Manor | 37 | 170 |  | 52.45% |  | WD | Y
|  | 3707 | 16230
Potential Schemes
E.Okement | Fatherford | 260 | 1140 |  | 50.05% |  | WD | Y
Okement | Monkokehampton | 23 | 74 |  | 36.73% |  | WD | N
Taw | Belstone Cleave | 55 | 228 |  | 47.32% |  | WD | Y
Taw | North Tawton | 14 | 60 |  | 48.92% |  | WD | N
Taw | North Tawton | 4 | 22 |  | 62.79% |  | WD | N
Teign | Chagford Hill | 116 | 571 |  | 56.19% |  | WD | Y
Teign | Scorhill | 66 | 284 |  | 49.12% |  | WD | Y
Teign | Rushford Mill | 14 | 90 |  | 73.39% |  | WD | Y
Teign | Mill End Hotel | 14 | 68 |  | 55.45% |  | WD | Y
West Dart | Brimpts | 185 | 790 |  | 48.75% |  | WD | Y
Plym | Cadover Bridge | 433 | 1990 |  | 52.46% |  | WD | Y | Note: potetially associated with Cornwall side.
Tavy | Lopwell Dam | 124 | 623 |  | 57.35% |  | WD | N
Meavy | Sheepstor Village | 8 | 25 |  | 35.67% |  | WD | Y
Walkham | Merrivale | 23 | 100 |  | 49.63% |  | WD | Y
Walkham | Davey Town | 132 | 632 |  | 54.66% |  | WD | Y
Walkham | Huckworthy Bridge | 14 | 50 |  | 40.77% |  | WD | Y
Walkham | Foxham | 48 | 213 |  | 50.66% |  | WD | Y
Walkham | Berra Tor | 228 | 1411 |  | 70.65% |  | WD | N
Lyd | Lyd | 13 | 47 |  | 41.27% |  | WD | Y
|  | 1774 | 8418 | Av. | 54.17%
| Existing + potential | 5481 | 24648 |  | 51.34%
SW Water statmeent of capacity
From the following two presentations:
Utilities and renewable energy A South West Water Perspective David Harpur Ceng Renewable Energy Manager
Hydro electric power in Cornwall Alan Burgess Energy Manager South West water
Devon has a total capacity of 6.8 MW - SWW capacity in SW Devon study area is 4.15 MW
Site | kW | District | Dartmoor? | Location
Existing
Littlehempston Water treatment Works | 480 | SH | N | Staverton, nr.Totnes
Mary Tavy | 2600 | WD | Y | Mary Tavy, nr. Tavistock
Meldon | 430 | WD | Y | nr. Okehampton
Morwellham | 640 | WD | N | Morwellham Quay, nr. Gunnislake
Proposed
Roborough | 200 | SH | N | Roborough, on edge of Plymouth. Proposed new water treatment works (£50 million) | [7 empty] | http://www.thisisplymouth.co.uk/New-50million-water-treatment-plant-built/story-17815036-detail/story.html
Dartmoor Circle Strategy
Takes DARE study for existing installations
Newer installations:
River Dart Country Park | 48 | kW | 54.17% | capacity factor | 227.77 | MWh
Potential new resource:
Takes DARE output
70 | sites
3652 | kW | capacity
The DARE Hydropower survey was undertaken in 2004 before tougher Environmental restrictions were in place. It has been sucerceeded by the 2008 DARE study for West Devon and Dartmoor, and the Environment Agency study in 2010.
EA Hydro Report
Documents
Opportunity and environmental sensitivity mapping for hydropower in England and Wales: Non-technical project report
Opportunity and environmental sensitivity mapping for hydropower in England and Wales: Technical project report
Annex - Wales and Regional Data Part B South West England and South East England
Values read from map:
|  | 0-10 kW | 10-20 kW | 20-50 kW | 50-100 kW | 100-500 kW | 500-1500 kW | > 1500 kW | Total
| South Hams not NP | 7 | 6 | 1 | 0 | 0 | 0 | 0 | 14
| South Hams NP | 1 | 0 | 0 | 1 | 0 | 0 | 0 | 2
| West Devon not NP | 8 |  | 3 | 3 | 3 |  |  | 17
| West Devon NP | 9 | 2 | 6 | 3 | 3 |  |  | 23
| Teignbridge NP | 2 | 0 | 0 | 0 | 0 | 0 | 0 | 2
| (West Devon Tamar) |  |  | 1 | 2 | 7 | 2 | 1 | 13 | Note: DARE study ignored Tamar sites.
Calculations
Capacity factor | 54.17% | Estimated from mean of DARE 2008 West Devon study. Fits within 50-70% guide from British Hydropower Association
Assume installed power is midpoint of range
Assume over 1500 is a 2000 kW sheme
capacity (kW)annual energy production (MWh) | [7 empty] | Power (kW)
|  | 5 | 10 | 20 | 50 | 100 | 500 | 1500 | Total
| South Hams not NP | 35 | 60 | 20 | 0 | 0 | 0 | 0 | 115
| South Hams NP | 5 | 0 | 0 | 50 | 0 | 0 | 0 | 55
| West Devon not NP | 40 | 0 | 60 | 150 | 300 | 0 | 0 | 550
| West Devon NP | 45 | 20 | 120 | 150 | 300 | 0 | 0 | 635
| Teignbridge NP | 10 | 0 | 0 | 0 | 0 | 0 | 0 | 10
| (West Devon Tamar) | 0 | 0 | 20 | 100 | 700 | 1000 | 1500 | 3320 | Ignore, as DARE did in 2008 study
Calcualtion of annual energy production (MWh)
|  | 5 | 10 | 20 | 50 | 100 | 500 | 1500 | Total
| South Hams not NP | 166.0823 | 284.7125 | 94.9042 | 0 | 0 | 0 | 0 | 545.699
| South Hams NP | 23.726 | 0 | 0 | 237.2604 | 0 | 0 | 0 | 260.9865
| West Devon not NP | 189.8083 | 0 | 284.7125 | 711.7813 | 1423.5626 | 0 | 0 | 2609.8647
| West Devon NP | 213.5344 | 94.9042 | 569.425 | 711.7813 | 1423.5626 | 0 | 0 | 3013.2074
| Teignbridge NP | 47.4521 | 0 | 0 | 0 | 0 | 0 | 0 | 47.4521
| (West Devon Tamar) | 0 | 0 | 94.9042 | 474.5209 | 3321.646 | 4745.2086 | 7117.8129 | 15754.0924 | Ignore, as DARE did in 2008 study
Summary Table |  | Existing |  |  | Potential additional |  |  | Total
|  | Number | Capacity (MW) | Energy (GWh) | Number | Capacity (MW) | Energy (GWh) | Number | Capacity (MW) | Energy (GWh)
| South Hams | 11 | 1.308 | 5.7251 | 16 | 0.17 | 0.80669 | 27 | 1.478 | 6.5318 | note: capacity factor S Hams taken from W.Devon
| West Devon | 6 | 3.708 | 16.23 | 40 | 1.185 | 5.6231 | 46 | 4.893 | 21.8531
| Dartmoor | 4 | 3.115 | 13.6578 | 27 | 0.7 | 3.3216 | 31 | 3.815 | 16.9794
| SW Devon Area | 17 | 5.016 | 21.9551 | 58 | 1.365 | 6.4772 | 75 | 6.381 | 28.4324
Note: does not sum due to overlapping areas of Dartmoor etc.

## geothermal
Explanation of our approach given in Appendix. This sheet estimates output and economics if schemes in Cornwall
The United Downs project, Redruth
3 | boreholes
4.5 | km | deep
55 | MW | heat
10 | MW | electric
40000000 | plant cost
80% | our esitmate of overall efficency
81.25 | MW | overall borehole output
25% | our estimate electricity only efficiency
20.3125 | MW | electricity only output potential
95% | assumed run time at capacity (based on Eden scheme)
169.0406 | GWh | annual electricity
236629.5084 | /GWh
Wind comparison
1000000 | per MW
25% | assumed capacity factor
2.5 | MW | assumed turbine capacity
30.875 | turbines required
77.1875 | MW | wind farm size
77187500 | wind farm cost
456621.0046 | per GWh
1.9297
Eden Scheme
4 | MW
95% | capacity factor
33.288 | GWh output
19.69% | the size of United Downs Scheme

## marine
All taken from DARE South Devon report
Tidal Lagoon
On River Dart at Sharpham (nr. Totnes)
64 | kW | capacity
64 | MWh | electricity anually
11.42% | derived capacity factor
No costs or paybacks could be established from DARE report
Marine Current Turbines
not viable - not enough tidal resource

## space heat calcs
[34 empty] | South Hams |  | West Devon |  | Dartmoor |  | Teignbridge AND Dartmoor
District | LSOA | LSOA | % in Dartmoor | Ordinary Electric Meters | E7 Electric Meters | E7 % | Gas Meters | Off Gas Grid Households | Off Gas Grid Percent | % on gas without a gas meter | All categories: Accommodation type | Unshared dwelling: Total | Unshared dwelling: Whole house or bungalow: Total | Unshared dwelling: Whole house or bungalow: Detached | Unshared dwelling: Whole house or bungalow: Semi-detached | Unshared dwelling: Whole house or bungalow: Terraced (including end-terrace) | Unshared dwelling: Flat, maisonette or apartment: Total | Unshared dwelling: Flat, maisonette or apartment: Purpose-built block of flats or tenement | Unshared dwelling: Flat, maisonette or apartment: Part of a converted or shared house (including bed-sits) | Unshared dwelling: Flat, maisonette or apartment: In commercial building | Unshared dwelling: Caravan or other mobile or temporary structure | Shared dwelling | Step 1: Flats and shared houses with heat pumps | Step 2: Number off gas detached | Step 2: Number off gas semi-detached | Step 2: Number off gas terraced | Step 3: Off gas detached and semi-detached with biomass | Step 4: Off gas terraced with heat pumps | Step 5: On-gas detached and semi-detached assumed to have biomass | Step 6: On-gas detached and semi-detached assumed to have heat pumps | Step 7: On-gas terraced assumed to have heat pumps | Total Biomass | Total Heat Pump | Total Biomass | Total Heat Pump | Total Biomass | Total Heat Pump | Total Biomass | Total Heat Pump | Total Biomass | Total Heat Pump
South Hams | E01020144 | South Hams 001A | 0% | 587 | 37 | 5.929% | 596 | 0 | 0% | 4.487% | 616 | 616 | 611 | 285 | 114 | 212 | 5 | 4 | 0 | 1 | 0 | 0 | 1 | 0 | 0 | 0 | 0 | 0 | 149.625 | 149.625 | 106 | 149.625 | 256.625 | 149.625 | 256.625 | 0 | 0 | 0 | 0 | 0 | 0
South Hams | E01020145 | South Hams 001B | 12.09% | 608 | 158 | 20.63% | 358 | 325 | 46.43% | 6.835% | 749 | 749 | 737 | 377 | 176 | 184 | 11 | 3 | 7 | 1 | 1 | 0 | 2.5 | 175.0357 | 81.7143 | 85.4286 | 256.75 | 85.4286 | 111.0938 | 111.0938 | 49.2857 | 367.8438 | 248.308 | 367.8438 | 248.308 | 0 | 0 | 44.4646 | 30.0153 | 0 | 0
South Hams | E01020146 | South Hams 001C | 0% | 457 | 91 | 16.61% | 472 | 15 | 2.737% | 11.13% | 525 | 525 | 463 | 130 | 175 | 158 | 62 | 55 | 6 | 1 | 0 | 0 | 15.25 | 3.5584 | 4.7901 | 4.3248 | 8.3485 | 4.3248 | 111.2443 | 111.2443 | 76.8376 | 119.5928 | 207.6567 | 119.5928 | 207.6567 | 0 | 0 | 0 | 0 | 0 | 0
South Hams | E01020149 | South Hams 001D | 0% | 388 | 164 | 29.71% | 293 | 297 | 58.46% | -11.54% | 527 | 527 | 508 | 196 | 166 | 146 | 15 | 5 | 4 | 6 | 4 | 0 | 2.25 | 114.5906 | 97.0512 | 85.3583 | 211.6417 | 85.3583 | 56.3844 | 56.3844 | 30.3209 | 268.0261 | 174.3135 | 268.0261 | 174.3135 | 0 | 0 | 0 | 0 | 0 | 0
South Hams | E01020148 | South Hams 002A | 61.25% | 362 | 140 | 27.89% | #N/A | 493 | 98.01% | #N/A | 483 | 483 | 470 | 253 | 148 | 69 | 11 | 4 | 4 | 3 | 2 | 0 | 2 | 247.9702 | 145.0577 | 67.6282 | 393.0278 | 67.6282 | 2.9896 | 2.9896 | 0.68588 | 396.0174 | 73.3037 | 396.0174 | 73.3037 | 0 | 0 | 242.5607 | 44.8985 | 0 | 0
South Hams | E01020157 | South Hams 002B | 48.57% | 721 | 239 | 24.9% | #N/A | 756 | 86.2% | #N/A | 941 | 941 | 881 | 479 | 284 | 118 | 41 | 8 | 28 | 5 | 19 | 0 | 9 | 412.9122 | 244.8164 | 101.7195 | 657.7286 | 101.7195 | 39.4768 | 39.4768 | 8.1403 | 697.2054 | 158.3365 | 697.2054 | 158.3365 | 0 | 0 | 338.6426 | 76.9063 | 0 | 0
South Hams | E01020160 | South Hams 002C | 49.02% | 635 | 152 | 19.31% | 438 | 230 | 30.63% | 13.72% | 754 | 754 | 689 | 307 | 198 | 184 | 23 | 5 | 16 | 2 | 42 | 0 | 5.25 | 94.0213 | 60.6391 | 56.3515 | 154.6605 | 56.3515 | 131.3773 | 131.3773 | 63.8242 | 286.0378 | 256.8031 | 286.0378 | 256.8031 | 0 | 0 | 140.2146 | 125.8839 | 0 | 0
South Hams | E01020176 | South Hams 002D | 89.23% | 423 | 135 | 24.19% | 340 | 154 | 29.9% | 9.165% | 505 | 505 | 460 | 176 | 101 | 183 | 40 | 18 | 15 | 7 | 5 | 0 | 8.25 | 52.6291 | 30.2019 | 54.7223 | 82.8311 | 54.7223 | 72.8133 | 72.8133 | 64.1388 | 155.6444 | 199.9245 | 155.6444 | 199.9245 | 0 | 0 | 138.8827 | 178.3942 | 0 | 0
South Hams | E01020177 | South Hams 002E | 100% | 504 | 128 | 20.25% | 506 | 40 | 6.568% | 13.37% | 602 | 602 | 563 | 172 | 224 | 167 | 39 | 34 | 5 | 0 | 0 | 0 | 9.75 | 11.2972 | 14.7126 | 10.9688 | 26.0099 | 10.9688 | 138.7463 | 138.7463 | 78.0156 | 164.7562 | 237.4807 | 164.7562 | 237.4807 | 0 | 0 | 164.7562 | 237.4807 | 0 | 0
South Hams | E01020180 | South Hams 003A | 0% | 777 | 179 | 18.72% | 845 | 35 | 3.788% | 7.823% | 834 | 834 | 655 | 111 | 243 | 301 | 178 | 134 | 39 | 5 | 1 | 0 | 43.25 | 4.2045 | 9.2045 | 11.4015 | 13.4091 | 11.4015 | 127.7216 | 127.7216 | 144.7992 | 141.1307 | 327.1723 | 141.1307 | 327.1723 | 0 | 0 | 0 | 0 | 0 | 0
South Hams | E01020181 | South Hams 003B | 0% | 738 | 85 | 10.33% | 730 | 0 | 0% | 11.3% | 778 | 778 | 733 | 210 | 391 | 132 | 45 | 31 | 11 | 3 | 0 | 0 | 10.5 | 0 | 0 | 0 | 0 | 0 | 225.375 | 225.375 | 66 | 225.375 | 301.875 | 225.375 | 301.875 | 0 | 0 | 0 | 0 | 0 | 0
South Hams | E01020182 | South Hams 003C | 0% | 394 | 253 | 39.1% | 389 | 170 | 26.6% | 13.27% | 624 | 624 | 609 | 95 | 334 | 180 | 15 | 12 | 3 | 0 | 0 | 0 | 3.75 | 25.2739 | 88.8576 | 47.8873 | 114.1315 | 47.8873 | 118.0757 | 118.0757 | 66.0563 | 232.2072 | 235.7694 | 232.2072 | 235.7694 | 0 | 0 | 0 | 0 | 0 | 0
South Hams | E01020183 | South Hams 003D | 0% | 602 | 328 | 35.27% | 670 | 80 | 8.743% | 19.21% | 766 | 764 | 402 | 66 | 126 | 210 | 361 | 197 | 91 | 73 | 1 | 2 | 72 | 5.7705 | 11.0164 | 18.3607 | 16.7869 | 18.3607 | 65.7049 | 65.7049 | 95.8197 | 82.4918 | 251.8852 | 82.4918 | 251.8852 | 0 | 0 | 0 | 0 | 0 | 0
South Hams | E01020184 | South Hams 003E | 0% | 575 | 340 | 37.16% | 527 | 153 | 18.41% | 23.99% | 846 | 843 | 580 | 110 | 158 | 312 | 261 | 205 | 43 | 13 | 2 | 3 | 62 | 20.2527 | 29.0903 | 57.444 | 49.343 | 57.444 | 81.9964 | 81.9964 | 127.278 | 131.3394 | 328.7184 | 131.3394 | 328.7184 | 0 | 0 | 0 | 0 | 0 | 0
South Hams | E01020153 | South Hams 004A | 0% | 504 | 406 | 44.62% | 13 | 733 | 91.74% | 6.832% | 615 | 615 | 506 | 277 | 132 | 97 | 102 | 36 | 62 | 4 | 7 | 0 | 24.5 | 254.1189 | 121.0964 | 88.9875 | 375.2153 | 88.9875 | 12.6693 | 12.6693 | 4.0063 | 387.8845 | 130.163 | 387.8845 | 130.163 | 0 | 0 | 0 | 0 | 0 | 0
South Hams | E01020156 | South Hams 004B | 0% | 776 | 144 | 15.65% | 634 | 212 | 25.39% | 5.698% | 836 | 836 | 784 | 443 | 237 | 104 | 47 | 15 | 31 | 1 | 5 | 0 | 11.5 | 112.4743 | 60.1725 | 26.4048 | 172.6467 | 26.4048 | 190.2575 | 190.2575 | 38.7976 | 362.9042 | 266.9599 | 362.9042 | 266.9599 | 0 | 0 | 0 | 0 | 0 | 0
South Hams | E01020170 | South Hams 004C | 0% | 896 | 82 | 8.384% | 815 | 75 | 7.878% | 8.789% | 942 | 942 | 897 | 553 | 259 | 85 | 37 | 18 | 13 | 6 | 8 | 0 | 7.75 | 43.5662 | 20.4044 | 6.6964 | 63.9706 | 6.6964 | 280.511 | 280.511 | 39.1518 | 344.4816 | 334.1092 | 344.4816 | 334.1092 | 0 | 0 | 0 | 0 | 0 | 0
South Hams | E01020188 | South Hams 004D | 0% | 768 | 369 | 32.45% | 35 | 862 | 93.29% | 3.632% | 837 | 837 | 803 | 492 | 209 | 102 | 32 | 12 | 16 | 4 | 2 | 0 | 7 | 458.987 | 194.9762 | 95.1558 | 653.9632 | 95.1558 | 17.6388 | 17.6388 | 3.4221 | 671.602 | 123.2167 | 671.602 | 123.2167 | 0 | 0 | 0 | 0 | 0 | 0
South Hams | E01020161 | South Hams 005A | 0% | 891 | 264 | 22.86% | 970 | 34 | 3.38% | 12.64% | 1074 | 1074 | 869 | 279 | 281 | 309 | 205 | 150 | 28 | 27 | 0 | 0 | 44.5 | 9.4294 | 9.497 | 10.4433 | 18.9264 | 10.4433 | 202.9026 | 202.9026 | 149.2783 | 221.829 | 407.1243 | 221.829 | 407.1243 | 0 | 0 | 0 | 0 | 0 | 0
South Hams | E01020162 | South Hams 005B | 0% | 613 | 39 | 5.982% | 635 | 47 | 7.231% | -4.623% | 644 | 644 | 641 | 138 | 319 | 184 | 2 | 0 | 2 | 0 | 1 | 0 | 0.5 | 9.9785 | 23.0662 | 13.3046 | 33.0446 | 13.3046 | 158.9833 | 158.9833 | 85.3477 | 192.0279 | 258.1356 | 192.0279 | 258.1356 | 0 | 0 | 0 | 0 | 0 | 0
South Hams | E01020163 | South Hams 005C | 0% | 643 | 45 | 6.541% | 614 | 40 | 5.891% | 4.865% | 679 | 679 | 674 | 382 | 167 | 125 | 5 | 3 | 2 | 0 | 0 | 0 | 1.25 | 22.5037 | 9.838 | 7.3638 | 32.3417 | 7.3638 | 193.7469 | 193.7469 | 58.8181 | 226.0885 | 261.1788 | 226.0885 | 261.1788 | 0 | 0 | 0 | 0 | 0 | 0
South Hams | E01020164 | South Hams 005D | 0% | 568 | 104 | 15.48% | 542 | 15 | 2.266% | 17.08% | 643 | 643 | 588 | 236 | 162 | 190 | 55 | 48 | 6 | 1 | 0 | 0 | 13.5 | 5.3474 | 3.6707 | 4.3051 | 9.0181 | 4.3051 | 145.8682 | 145.8682 | 92.8474 | 154.8863 | 256.5208 | 154.8863 | 256.5208 | 0 | 0 | 0 | 0 | 0 | 0
South Hams | E01020165 | South Hams 005E | 0% | 610 | 20 | 3.175% | 619 | 0 | 0% | 1.746% | 621 | 621 | 617 | 165 | 282 | 170 | 4 | 4 | 0 | 0 | 0 | 0 | 1 | 0 | 0 | 0 | 0 | 0 | 167.625 | 167.625 | 85 | 167.625 | 253.625 | 167.625 | 253.625 | 0 | 0 | 0 | 0 | 0 | 0
South Hams | E01020166 | South Hams 005F | 0% | 550 | 40 | 6.78% | 557 | 0 | 0% | 5.593% | 577 | 577 | 564 | 158 | 359 | 47 | 12 | 10 | 2 | 0 | 1 | 0 | 3 | 0 | 0 | 0 | 0 | 0 | 193.875 | 193.875 | 23.5 | 193.875 | 220.375 | 193.875 | 220.375 | 0 | 0 | 0 | 0 | 0 | 0
South Hams | E01020167 | South Hams 005G | 0% | 491 | 14 | 2.772% | 496 | 18 | 3.586% | -1.803% | 503 | 503 | 495 | 330 | 124 | 41 | 8 | 5 | 1 | 2 | 0 | 0 | 1.5 | 11.8327 | 4.4462 | 1.4701 | 16.2789 | 1.4701 | 164.1454 | 164.1454 | 19.7649 | 180.4243 | 186.8805 | 180.4243 | 186.8805 | 0 | 0 | 0 | 0 | 0 | 0
South Hams | E01020142 | South Hams 006A | 0% | 682 | 412 | 37.66% | 160 | 784 | 84.57% | 0.8009% | 973 | 973 | 898 | 399 | 289 | 210 | 69 | 28 | 32 | 9 | 6 | 0 | 15 | 337.4498 | 244.4186 | 177.6052 | 581.8684 | 177.6052 | 39.7994 | 39.7994 | 16.1974 | 621.6677 | 248.6019 | 621.6677 | 248.6019 | 0 | 0 | 0 | 0 | 0 | 0
South Hams | E01020143 | South Hams 006B | 0% | 731 | 298 | 28.96% | 242 | 561 | 64.78% | 11.7% | 933 | 933 | 878 | 466 | 205 | 207 | 47 | 17 | 25 | 5 | 8 | 0 | 10.5 | 301.8776 | 132.8002 | 134.0958 | 434.6778 | 134.0958 | 88.6208 | 88.6208 | 36.4521 | 523.2986 | 269.6687 | 523.2986 | 269.6687 | 0 | 0 | 0 | 0 | 0 | 0
South Hams | E01020150 | South Hams 006C | 0% | 642 | 123 | 16.08% | 570 | 161 | 21.79% | 3.704% | 749 | 749 | 707 | 358 | 243 | 106 | 34 | 7 | 22 | 5 | 8 | 0 | 7.25 | 77.9946 | 52.9405 | 23.0934 | 130.935 | 23.0934 | 176.2744 | 176.2744 | 41.4533 | 307.2094 | 248.071 | 307.2094 | 248.071 | 0 | 0 | 0 | 0 | 0 | 0
South Hams | E01020151 | South Hams 007A | 0% | 916 | 189 | 17.1% | 879 | 120 | 11.85% | 8.606% | 796 | 796 | 654 | 323 | 137 | 194 | 140 | 54 | 86 | 0 | 2 | 0 | 35 | 38.2626 | 16.229 | 22.9812 | 54.4916 | 22.9812 | 152.0656 | 152.0656 | 85.5094 | 206.5573 | 295.5563 | 206.5573 | 295.5563 | 0 | 0 | 0 | 0 | 0 | 0
South Hams | E01020152 | South Hams 007B | 0% | 1093 | 362 | 24.88% | 1034 | 64 | 4.934% | 24% | 857 | 853 | 416 | 71 | 108 | 237 | 431 | 198 | 137 | 96 | 6 | 4 | 83.75 | 3.5035 | 5.3292 | 11.6947 | 8.8327 | 11.6947 | 63.8127 | 63.8127 | 112.6527 | 72.6454 | 271.9101 | 72.6454 | 271.9101 | 0 | 0 | 0 | 0 | 0 | 0
South Hams | E01020154 | South Hams 007C | 0% | 472 | 40 | 7.812% | 474 | 46 | 9.293% | -1.871% | 500 | 500 | 478 | 78 | 219 | 181 | 20 | 14 | 5 | 1 | 2 | 0 | 4.75 | 7.2485 | 20.3515 | 16.8202 | 27.6 | 16.8202 | 101.025 | 101.025 | 82.0899 | 128.625 | 204.6851 | 128.625 | 204.6851 | 0 | 0 | 0 | 0 | 0 | 0
South Hams | E01020155 | South Hams 007D | 0% | 439 | 73 | 14.26% | 445 | 45 | 9.298% | 3.788% | 482 | 482 | 261 | 21 | 122 | 118 | 221 | 203 | 14 | 4 | 0 | 0 | 54.25 | 1.9525 | 11.343 | 10.9711 | 13.2955 | 10.9711 | 48.6392 | 48.6392 | 53.5145 | 61.9347 | 167.3747 | 61.9347 | 167.3747 | 0 | 0 | 0 | 0 | 0 | 0
South Hams | E01020147 | South Hams 008A | 0% | 749 | 445 | 37.27% | #N/A | 1035 | 99.62% | #N/A | 869 | 869 | 811 | 450 | 204 | 157 | 39 | 14 | 20 | 5 | 19 | 0 | 8.5 | 448.2676 | 203.2146 | 156.3956 | 651.4822 | 156.3956 | 0.94418 | 0.94418 | 0.30221 | 652.4264 | 166.142 | 652.4264 | 166.142 | 0 | 0 | 0 | 0 | 0 | 0
South Hams | E01020158 | South Hams 008B | 0% | 562 | 235 | 29.49% | 466 | 147 | 20.88% | 20.65% | 745 | 745 | 670 | 297 | 183 | 190 | 68 | 37 | 13 | 18 | 7 | 0 | 12.5 | 62.0156 | 38.2116 | 39.6733 | 100.2273 | 39.6733 | 142.4148 | 142.4148 | 75.1634 | 242.642 | 269.7514 | 242.642 | 269.7514 | 0 | 0 | 0 | 0 | 0 | 0
South Hams | E01020159 | South Hams 008C | 0% | 456 | 191 | 29.52% | #N/A | 423 | 63.99% | #N/A | 597 | 594 | 564 | 302 | 141 | 121 | 29 | 6 | 21 | 2 | 1 | 3 | 6.75 | 193.2617 | 90.2315 | 77.4327 | 283.4932 | 77.4327 | 59.8151 | 59.8151 | 21.7837 | 343.3082 | 165.7814 | 343.3082 | 165.7814 | 0 | 0 | 0 | 0 | 0 | 0
South Hams | E01020190 | South Hams 008D | 0% | 775 | 137 | 15.02% | 707 | 224 | 25.06% | -2.578% | 900 | 900 | 881 | 464 | 258 | 159 | 18 | 10 | 6 | 2 | 1 | 0 | 4 | 116.2595 | 64.6443 | 39.8389 | 180.9038 | 39.8389 | 202.9111 | 202.9111 | 59.5805 | 383.8149 | 306.3305 | 383.8149 | 306.3305 | 0 | 0 | 0 | 0 | 0 | 0
South Hams | E01020171 | South Hams 009A | 0% | 776 | 297 | 27.68% | 637 | 281 | 28.62% | 12.02% | 853 | 853 | 773 | 492 | 173 | 108 | 77 | 38 | 37 | 2 | 3 | 0 | 18.75 | 140.7862 | 49.5041 | 30.9043 | 190.2902 | 30.9043 | 178.0162 | 178.0162 | 38.5479 | 368.3064 | 266.2183 | 368.3064 | 266.2183 | 0 | 0 | 0 | 0 | 0 | 0
South Hams | E01020185 | South Hams 009B | 0% | 506 | 145 | 22.27% | 489 | 91 | 14.87% | 10.02% | 594 | 594 | 583 | 351 | 185 | 47 | 11 | 3 | 7 | 1 | 0 | 0 | 2.5 | 52.1912 | 27.5082 | 6.9886 | 79.6993 | 6.9886 | 171.1127 | 171.1127 | 20.0057 | 250.8121 | 200.607 | 250.8121 | 200.607 | 0 | 0 | 0 | 0 | 0 | 0
South Hams | E01020186 | South Hams 009C | 0% | 735 | 148 | 16.76% | 487 | 132 | 19.16% | 25.69% | 691 | 691 | 674 | 525 | 91 | 58 | 14 | 5 | 6 | 3 | 3 | 0 | 2.75 | 100.5806 | 17.434 | 11.1118 | 118.0145 | 11.1118 | 186.7446 | 186.7446 | 23.4441 | 304.7591 | 224.0504 | 304.7591 | 224.0504 | 0 | 0 | 0 | 0 | 0 | 0
South Hams | E01020187 | South Hams 009D | 0% | 533 | 96 | 15.26% | 577 | 107 | 19.07% | -10.81% | 736 | 736 | 637 | 259 | 219 | 159 | 98 | 83 | 13 | 2 | 1 | 0 | 24 | 49.3993 | 41.7701 | 30.3262 | 91.1693 | 30.3262 | 145.0615 | 145.0615 | 64.3369 | 236.2308 | 263.7246 | 236.2308 | 263.7246 | 0 | 0 | 0 | 0 | 0 | 0
South Hams | E01020168 | South Hams 010A | 0% | 729 | 328 | 31.03% | 699 | 132 | 13.23% | 20.64% | 924 | 924 | 746 | 329 | 274 | 143 | 178 | 154 | 22 | 2 | 0 | 0 | 44 | 43.515 | 36.2405 | 18.9138 | 79.7555 | 18.9138 | 196.2167 | 196.2167 | 62.0431 | 275.9722 | 321.1736 | 275.9722 | 321.1736 | 0 | 0 | 0 | 0 | 0 | 0
South Hams | E01020169 | South Hams 010B | 0% | 947 | 298 | 23.94% | 1041 | 120 | 10.83% | 5.555% | 1067 | 1067 | 804 | 253 | 174 | 377 | 263 | 146 | 56 | 61 | 0 | 0 | 50.5 | 27.4007 | 18.8448 | 40.8303 | 46.2455 | 40.8303 | 142.7829 | 142.7829 | 168.0848 | 189.0284 | 402.1981 | 189.0284 | 402.1981 | 0 | 0 | 0 | 0 | 0 | 0
South Hams | E01020189 | South Hams 010C | 0% | 843 | 207 | 19.71% | 733 | 162 | 16.07% | 14.12% | 989 | 989 | 678 | 194 | 244 | 240 | 311 | 284 | 27 | 0 | 0 | 0 | 77.75 | 31.1786 | 39.2143 | 38.5714 | 70.3929 | 38.5714 | 137.8527 | 137.8527 | 100.7143 | 208.2455 | 354.8884 | 208.2455 | 354.8884 | 0 | 0 | 0 | 0 | 0 | 0
South Hams | E01020174 | South Hams 011A | 0% | 617 | 454 | 42.39% | #N/A | 917 | 100% | #N/A | 724 | 724 | 677 | 365 | 207 | 105 | 45 | 26 | 14 | 5 | 2 | 0 | 10 | 365 | 207 | 105 | 572 | 105 | 0 | 0 | 0 | 572 | 115 | 572 | 115 | 0 | 0 | 0 | 0 | 0 | 0
South Hams | E01020175 | South Hams 011B | 0% | 723 | 430 | 37.29% | #N/A | 1043 | 98.96% | #N/A | 926 | 926 | 846 | 535 | 227 | 84 | 41 | 15 | 22 | 4 | 39 | 0 | 9.25 | 529.4165 | 224.6309 | 83.1233 | 754.0474 | 83.1233 | 2.9822 | 2.9822 | 0.43833 | 757.0296 | 95.7939 | 757.0296 | 95.7939 | 0 | 0 | 0 | 0 | 0 | 0
South Hams | E01020178 | South Hams 011C | 0% | 707 | 502 | 41.52% | #N/A | 1061 | 97.79% | #N/A | 900 | 900 | 860 | 550 | 211 | 99 | 36 | 7 | 21 | 8 | 4 | 0 | 7 | 537.8341 | 206.3327 | 96.8101 | 744.1668 | 96.8101 | 6.3124 | 6.3124 | 1.0949 | 750.4793 | 111.2175 | 750.4793 | 111.2175 | 0 | 0 | 0 | 0 | 0 | 0
South Hams | E01020172 | South Hams 012A | 0% | 999 | 514 | 33.97% | 393 | 716 | 57.98% | 16.05% | 855 | 855 | 795 | 405 | 185 | 205 | 58 | 26 | 29 | 3 | 2 | 0 | 13.75 | 234.8016 | 107.2551 | 118.8502 | 342.0567 | 118.8502 | 92.9787 | 92.9787 | 43.0749 | 435.0354 | 268.6538 | 435.0354 | 268.6538 | 0 | 0 | 0 | 0 | 0 | 0
South Hams | E01020173 | South Hams 012B | 0% | 1240 | 401 | 24.44% | 1200 | 198 | 13.8% | 13.08% | 800 | 800 | 580 | 292 | 161 | 127 | 220 | 119 | 79 | 22 | 0 | 0 | 49.5 | 40.2899 | 22.2146 | 17.5233 | 62.5045 | 17.5233 | 146.4358 | 146.4358 | 54.7383 | 208.9403 | 268.1975 | 208.9403 | 268.1975 | 0 | 0 | 0 | 0 | 0 | 0
South Hams | E01020179 | South Hams 012C | 0% | 816 | 444 | 35.24% | 6 | 1098 | 97.51% | 2.01% | 877 | 877 | 804 | 492 | 196 | 116 | 62 | 28 | 29 | 5 | 11 | 0 | 14.25 | 479.7655 | 191.1261 | 113.1155 | 670.8917 | 113.1155 | 6.4156 | 6.4156 | 1.4423 | 677.3073 | 135.2234 | 677.3073 | 135.2234 | 0 | 0 | 0 | 0 | 0 | 0
Teignbridge | E01020243 | Teignbridge 001A | 0% | 436 | 119 | 21.44% | #N/A | 351 | 67.37% | #N/A | 498 | 498 | 478 | 254 | 133 | 91 | 14 | 8 | 6 | 0 | 6 | 0 | 3.5 | 171.1209 | 89.6027 | 61.3071 | 260.7236 | 61.3071 | 47.3536 | 47.3536 | 14.8464 | 308.0773 | 127.0072 | 0 | 0 | 0 | 0 | 0 | 0 | 0 | 0
Teignbridge | E01020262 | Teignbridge 001B | 0% | 417 | 126 | 23.2% | #N/A | 491 | 100% | #N/A | 506 | 506 | 450 | 344 | 71 | 35 | 25 | 8 | 14 | 3 | 31 | 0 | 5.5 | 344 | 71 | 35 | 415 | 35 | 0 | 0 | 0 | 415 | 40.5 | 0 | 0 | 0 | 0 | 0 | 0 | 0 | 0
Teignbridge | E01020263 | Teignbridge 001C | 0% | 504 | 248 | 32.98% | #N/A | 673 | 99.56% | #N/A | 691 | 691 | 460 | 296 | 135 | 29 | 12 | 8 | 3 | 1 | 219 | 0 | 2.75 | 294.6864 | 134.4009 | 28.8713 | 429.0873 | 28.8713 | 0.71727 | 0.71727 | 0.064349 | 429.8045 | 32.4029 | 0 | 0 | 0 | 0 | 0 | 0 | 0 | 0
Teignbridge | E01020274 | Teignbridge 001D | 33.04% | 435 | 120 | 21.62% | #N/A | 446 | 99.11% | #N/A | 536 | 536 | 498 | 385 | 72 | 41 | 25 | 3 | 20 | 2 | 13 | 0 | 5.75 | 381.5778 | 71.36 | 40.6356 | 452.9378 | 40.6356 | 1.5233 | 1.5233 | 0.18222 | 454.4611 | 48.0911 | 0 | 0 | 0 | 0 | 150.1345 | 15.8872 | 150.1345 | 15.8872
Teignbridge | E01020240 | Teignbridge 002A | 0% | 610 | 128 | 17.34% | 561 | 83 | 12.19% | 11.8% | 671 | 671 | 620 | 218 | 226 | 176 | 51 | 38 | 8 | 5 | 0 | 0 | 11.5 | 26.5698 | 27.5448 | 21.4508 | 54.1145 | 21.4508 | 146.207 | 146.207 | 77.2746 | 200.3216 | 256.4325 | 0 | 0 | 0 | 0 | 0 | 0 | 0 | 0
Teignbridge | E01020241 | Teignbridge 002B | 0% | 665 | 145 | 17.9% | 272 | 571 | 82.04% | -15.62% | 738 | 738 | 643 | 341 | 139 | 163 | 87 | 37 | 44 | 6 | 8 | 0 | 20.25 | 279.7572 | 114.0359 | 133.7256 | 393.7931 | 133.7256 | 32.3276 | 32.3276 | 14.6372 | 426.1207 | 200.9404 | 0 | 0 | 0 | 0 | 0 | 0 | 0 | 0
Teignbridge | E01020242 | Teignbridge 002C | 0% | 503 | 44 | 8.044% | 496 | 0 | 0% | 9.324% | 587 | 587 | 567 | 330 | 133 | 104 | 19 | 9 | 6 | 4 | 1 | 0 | 3.75 | 0 | 0 | 0 | 0 | 0 | 173.625 | 173.625 | 52 | 173.625 | 229.375 | 0 | 0 | 0 | 0 | 0 | 0 | 0 | 0
Teignbridge | E01020244 | Teignbridge 002D | 0% | 306 | 364 | 54.33% | 341 | 132 | 20% | 29.1% | 640 | 638 | 595 | 135 | 220 | 240 | 43 | 39 | 4 | 0 | 0 | 2 | 10.75 | 27 | 44 | 48 | 71 | 48 | 106.5 | 106.5 | 96 | 177.5 | 261.25 | 0 | 0 | 0 | 0 | 0 | 0 | 0 | 0
Teignbridge | E01020245 | Teignbridge 002E | 0% | 535 | 229 | 29.97% | 439 | 183 | 26.48% | 16.06% | 696 | 696 | 635 | 275 | 195 | 165 | 58 | 11 | 39 | 8 | 3 | 0 | 12.5 | 72.8292 | 51.6425 | 43.6975 | 124.4718 | 43.6975 | 129.5731 | 129.5731 | 60.6512 | 254.0449 | 246.4219 | 0 | 0 | 0 | 0 | 0 | 0 | 0 | 0
Teignbridge | E01020205 | Teignbridge 003A | 72% | 521 | 140 | 21.18% | 137 | 463 | 74.8% | 4.476% | 612 | 612 | 601 | 436 | 105 | 60 | 11 | 2 | 6 | 3 | 0 | 0 | 2 | 326.1195 | 78.538 | 44.8788 | 404.6575 | 44.8788 | 51.1284 | 51.1284 | 7.5606 | 455.7859 | 105.5679 | 0 | 0 | 0 | 0 | 328.1659 | 76.0089 | 328.1659 | 76.0089
Teignbridge | E01020258 | Teignbridge 003B | 100% | 688 | 121 | 14.96% | 566 | 126 | 17.38% | 12.66% | 727 | 727 | 671 | 240 | 206 | 225 | 52 | 17 | 18 | 17 | 4 | 0 | 8.75 | 41.7103 | 35.8014 | 39.1034 | 77.5117 | 39.1034 | 138.1831 | 138.1831 | 92.9483 | 215.6948 | 278.9848 | 0 | 0 | 0 | 0 | 215.6948 | 278.9848 | 215.6948 | 278.9848
Teignbridge | E01020259 | Teignbridge 003C | 100% | 426 | 168 | 28.28% | #N/A | 506 | 99.02% | #N/A | 491 | 488 | 465 | 317 | 101 | 47 | 22 | 8 | 11 | 3 | 1 | 3 | 4.75 | 313.8982 | 100.0117 | 46.5401 | 413.91 | 46.5401 | 1.5338 | 1.5338 | 0.22994 | 415.4437 | 53.0538 | 0 | 0 | 0 | 0 | 415.4437 | 53.0538 | 415.4437 | 53.0538
Teignbridge | E01020273 | Teignbridge 003D | 100% | 415 | 238 | 36.45% | #N/A | 597 | 100% | #N/A | 595 | 595 | 585 | 322 | 157 | 106 | 6 | 0 | 1 | 5 | 4 | 0 | 0.25 | 322 | 157 | 106 | 479 | 106 | 0 | 0 | 0 | 479 | 106.25 | 0 | 0 | 0 | 0 | 479 | 106.25 | 479 | 106.25
Teignbridge | E01020203 | Teignbridge 004A | 0% | 789 | 51 | 6.071% | 752 | 41 | 5.223% | 5.253% | 794 | 794 | 715 | 481 | 162 | 72 | 52 | 25 | 24 | 3 | 27 | 0 | 12.25 | 25.1223 | 8.4611 | 3.7605 | 33.5834 | 3.7605 | 228.5312 | 228.5312 | 34.1197 | 262.1146 | 278.6615 | 0 | 0 | 0 | 0 | 0 | 0 | 0 | 0
Teignbridge | E01020206 | Teignbridge 004B | 0% | 647 | 104 | 13.85% | 643 | 0 | 0% | 14.38% | 710 | 710 | 600 | 211 | 167 | 222 | 110 | 46 | 21 | 43 | 0 | 0 | 16.75 | 0 | 0 | 0 | 0 | 0 | 141.75 | 141.75 | 111 | 141.75 | 269.5 | 0 | 0 | 0 | 0 | 0 | 0 | 0 | 0
Teignbridge | E01020220 | Teignbridge 004C | 0% | 472 | 102 | 17.77% | 465 | 131 | 22.66% | -3.675% | 542 | 542 | 458 | 170 | 166 | 122 | 82 | 67 | 14 | 1 | 2 | 0 | 20.25 | 38.5294 | 37.6228 | 27.6505 | 76.1522 | 27.6505 | 97.4429 | 97.4429 | 47.1747 | 173.5952 | 192.5182 | 0 | 0 | 0 | 0 | 0 | 0 | 0 | 0
Teignbridge | E01020221 | Teignbridge 004D | 0% | 688 | 85 | 11% | 568 | 198 | 30.99% | -4.466% | 710 | 709 | 638 | 280 | 134 | 224 | 65 | 25 | 24 | 16 | 6 | 1 | 12.25 | 86.7606 | 41.5211 | 69.4085 | 128.2817 | 69.4085 | 107.1444 | 107.1444 | 77.2958 | 235.4261 | 266.0986 | 0 | 0 | 0 | 0 | 0 | 0 | 0 | 0
Teignbridge | E01020222 | Teignbridge 004E | 0% | 521 | 44 | 7.788% | 517 | 44 | 8.511% | -0.01506% | 539 | 539 | 520 | 201 | 189 | 130 | 17 | 2 | 13 | 2 | 2 | 0 | 3.75 | 17.1064 | 16.0851 | 11.0638 | 33.1915 | 11.0638 | 133.8032 | 133.8032 | 59.4681 | 166.9947 | 208.0851 | 0 | 0 | 0 | 0 | 0 | 0 | 0 | 0
Teignbridge | E01020223 | Teignbridge 004F | 33.33% | 707 | 95 | 11.85% | 453 | 295 | 39.97% | 3.543% | 743 | 743 | 652 | 232 | 159 | 261 | 31 | 14 | 13 | 4 | 60 | 0 | 6.75 | 92.7371 | 63.5569 | 104.3293 | 156.294 | 104.3293 | 88.0147 | 88.0147 | 78.3354 | 244.3088 | 277.4294 | 0 | 0 | 0 | 0 | 81.4363 | 92.4765 | 81.4363 | 92.4765
Teignbridge | E01020229 | Teignbridge 005A | 0% | 814 | 319 | 28.16% | 252 | 470 | 62.01% | 15.75% | 750 | 750 | 527 | 346 | 122 | 59 | 146 | 119 | 18 | 9 | 77 | 0 | 34.25 | 214.5383 | 75.6464 | 36.5831 | 290.1847 | 36.5831 | 66.6807 | 66.6807 | 11.2084 | 356.8654 | 148.7223 | 0 | 0 | 0 | 0 | 0 | 0 | 0 | 0
Teignbridge | E01020230 | Teignbridge 005B | 0% | 700 | 118 | 14.43% | 713 | 27 | 3.493% | 9.343% | 740 | 740 | 639 | 289 | 155 | 195 | 99 | 65 | 32 | 2 | 2 | 0 | 24.25 | 10.0944 | 5.414 | 6.8111 | 15.5084 | 6.8111 | 160.6843 | 160.6843 | 94.0944 | 176.1928 | 285.8399 | 0 | 0 | 0 | 0 | 0 | 0 | 0 | 0
Teignbridge | E01020231 | Teignbridge 005C | 0% | 591 | 102 | 14.72% | 591 | 72 | 10.53% | 4.192% | 639 | 639 | 560 | 278 | 245 | 37 | 77 | 45 | 30 | 2 | 2 | 0 | 18.75 | 29.2632 | 25.7895 | 3.8947 | 55.0526 | 3.8947 | 175.4803 | 175.4803 | 16.5526 | 230.5329 | 214.6776 | 0 | 0 | 0 | 0 | 0 | 0 | 0 | 0
Teignbridge | E01020232 | Teignbridge 005D | 0% | 532 | 151 | 22.11% | 527 | 26 | 4.037% | 18.8% | 630 | 630 | 572 | 67 | 310 | 195 | 58 | 35 | 23 | 0 | 0 | 0 | 14.5 | 2.705 | 12.5155 | 7.8727 | 15.2205 | 7.8727 | 135.6673 | 135.6673 | 93.5637 | 150.8878 | 251.6036 | 0 | 0 | 0 | 0 | 0 | 0 | 0 | 0
Teignbridge | E01020228 | Teignbridge 006A | 0% | 665 | 429 | 39.21% | 662 | 112 | 12.08% | 27.41% | 945 | 945 | 292 | 90 | 72 | 130 | 653 | 418 | 180 | 55 | 0 | 0 | 149.5 | 10.8738 | 8.699 | 15.7066 | 19.5728 | 15.7066 | 53.4102 | 53.4102 | 57.1467 | 72.983 | 275.7635 | 0 | 0 | 0 | 0 | 0 | 0 | 0 | 0
Teignbridge | E01020233 | Teignbridge 006B | 0% | 821 | 109 | 11.72% | 809 | 27 | 3.173% | 9.838% | 832 | 832 | 766 | 530 | 131 | 105 | 63 | 47 | 13 | 3 | 3 | 0 | 15 | 16.8155 | 4.1563 | 3.3314 | 20.9718 | 3.3314 | 240.0106 | 240.0106 | 50.8343 | 260.9824 | 309.1763 | 0 | 0 | 0 | 0 | 0 | 0 | 0 | 0
Teignbridge | E01020234 | Teignbridge 006C | 0% | 518 | 110 | 17.52% | 571 | 23 | 3.668% | 5.408% | 598 | 598 | 514 | 103 | 163 | 248 | 83 | 74 | 9 | 0 | 1 | 0 | 20.75 | 3.7783 | 5.9793 | 9.0973 | 9.7576 | 9.0973 | 96.0909 | 96.0909 | 119.4514 | 105.8485 | 245.3896 | 0 | 0 | 0 | 0 | 0 | 0 | 0 | 0
Teignbridge | E01020235 | Teignbridge 006D | 0% | 807 | 100 | 11.03% | 729 | 45 | 5.37% | 14.26% | 841 | 832 | 615 | 250 | 141 | 224 | 216 | 113 | 93 | 10 | 1 | 9 | 51.5 | 13.4248 | 7.5716 | 12.0286 | 20.9964 | 12.0286 | 138.7513 | 138.7513 | 105.9857 | 159.7478 | 308.2657 | 0 | 0 | 0 | 0 | 0 | 0 | 0 | 0
Teignbridge | E01020202 | Teignbridge 007A | 2.597% | 639 | 61 | 8.714% | 705 | 60 | 7.722% | -8.436% | 734 | 734 | 488 | 261 | 105 | 122 | 36 | 24 | 11 | 1 | 210 | 0 | 8.75 | 20.1544 | 8.1081 | 9.4208 | 28.2625 | 9.4208 | 126.6515 | 126.6515 | 56.2896 | 154.9141 | 201.112 | 0 | 0 | 0 | 0 | 4.0237 | 5.2237 | 4.0237 | 5.2237
Teignbridge | E01020204 | Teignbridge 007B | 0% | 619 | 46 | 6.917% | 624 | 0 | 0% | 6.165% | 624 | 624 | 586 | 110 | 227 | 249 | 33 | 26 | 4 | 3 | 5 | 0 | 7.5 | 0 | 0 | 0 | 0 | 0 | 126.375 | 126.375 | 124.5 | 126.375 | 258.375 | 0 | 0 | 0 | 0 | 0 | 0 | 0 | 0
Teignbridge | E01020236 | Teignbridge 007C | 5.882% | 430 | 73 | 14.51% | 398 | 47 | 8.561% | 12.31% | 539 | 539 | 474 | 355 | 94 | 25 | 9 | 8 | 0 | 1 | 56 | 0 | 2 | 30.3916 | 8.0474 | 2.1403 | 38.439 | 2.1403 | 153.9604 | 153.9604 | 11.4299 | 192.3994 | 169.5305 | 0 | 0 | 0 | 0 | 11.3176 | 9.9724 | 11.3176 | 9.9724
Teignbridge | E01020237 | Teignbridge 007D | 66.23% | 506 | 177 | 25.92% | 18 | 573 | 94.24% | 3.121% | 637 | 637 | 613 | 351 | 147 | 115 | 19 | 6 | 12 | 1 | 5 | 0 | 4.5 | 330.7944 | 138.5378 | 108.3799 | 469.3322 | 108.3799 | 10.7504 | 10.7504 | 3.31 | 480.0826 | 126.9404 | 0 | 0 | 0 | 0 | 317.9768 | 84.0774 | 317.9768 | 84.0774
Teignbridge | E01020265 | Teignbridge 008A | 0% | 729 | 64 | 8.071% | 753 | 57 | 7.692% | -2.648% | 749 | 749 | 716 | 428 | 200 | 88 | 33 | 28 | 3 | 2 | 0 | 0 | 7.75 | 32.9231 | 15.3846 | 6.7692 | 48.3077 | 6.7692 | 217.3846 | 217.3846 | 40.6154 | 265.6923 | 272.5192 | 0 | 0 | 0 | 0 | 0 | 0 | 0 | 0
Teignbridge | E01020266 | Teignbridge 008B | 0% | 648 | 112 | 14.74% | 650 | 22 | 3.481% | 10.99% | 671 | 668 | 560 | 332 | 152 | 76 | 107 | 47 | 60 | 0 | 1 | 3 | 26.75 | 11.557 | 5.2911 | 2.6456 | 16.8481 | 2.6456 | 175.182 | 175.182 | 36.6772 | 192.0301 | 241.2547 | 0 | 0 | 0 | 0 | 0 | 0 | 0 | 0
Teignbridge | E01020267 | Teignbridge 008C | 0% | 604 | 91 | 13.09% | 585 | 25 | 4.202% | 11.63% | 646 | 638 | 471 | 319 | 107 | 45 | 167 | 88 | 79 | 0 | 0 | 8 | 41.75 | 13.4034 | 4.4958 | 1.8908 | 17.8992 | 1.8908 | 153.0378 | 153.0378 | 21.5546 | 170.937 | 218.2332 | 0 | 0 | 0 | 0 | 0 | 0 | 0 | 0
Teignbridge | E01020268 | Teignbridge 008D | 0% | 578 | 74 | 11.35% | 577 | 21 | 3.206% | 8.297% | 641 | 637 | 546 | 469 | 49 | 28 | 91 | 64 | 26 | 1 | 0 | 4 | 22.5 | 15.0366 | 1.571 | 0.89771 | 16.6076 | 0.89771 | 188.0221 | 188.0221 | 13.5511 | 204.6298 | 224.971 | 0 | 0 | 0 | 0 | 0 | 0 | 0 | 0
Teignbridge | E01020270 | Teignbridge 008E | 0% | 679 | 47 | 6.474% | 677 | 34 | 4.57% | 2.179% | 716 | 716 | 684 | 412 | 168 | 104 | 32 | 22 | 7 | 3 | 0 | 0 | 7.25 | 18.828 | 7.6774 | 4.7527 | 26.5054 | 4.7527 | 207.5605 | 207.5605 | 49.6237 | 234.0659 | 269.1868 | 0 | 0 | 0 | 0 | 0 | 0 | 0 | 0
Teignbridge | E01020250 | Teignbridge 009A | 0% | 658 | 61 | 8.484% | 638 | 16 | 2.446% | 8.819% | 695 | 695 | 635 | 227 | 276 | 132 | 60 | 54 | 6 | 0 | 0 | 0 | 15 | 5.5535 | 6.7523 | 3.2294 | 12.3058 | 3.2294 | 184.0103 | 184.0103 | 64.3853 | 196.3161 | 266.625 | 0 | 0 | 0 | 0 | 0 | 0 | 0 | 0
Teignbridge | E01020252 | Teignbridge 009B | 0% | 558 | 119 | 17.58% | 553 | 77 | 11.85% | 6.47% | 639 | 639 | 561 | 121 | 260 | 180 | 58 | 41 | 14 | 3 | 20 | 0 | 13.75 | 14.3338 | 30.8 | 21.3231 | 45.1338 | 21.3231 | 125.9498 | 125.9498 | 79.3385 | 171.0837 | 240.3613 | 0 | 0 | 0 | 0 | 0 | 0 | 0 | 0
Teignbridge | E01020253 | Teignbridge 009C | 0% | 519 | 91 | 14.92% | 529 | 0 | 0% | 13.28% | 593 | 593 | 569 | 245 | 171 | 153 | 23 | 19 | 3 | 1 | 1 | 0 | 5.5 | 0 | 0 | 0 | 0 | 0 | 156 | 156 | 76.5 | 156 | 238 | 0 | 0 | 0 | 0 | 0 | 0 | 0 | 0
Teignbridge | E01020254 | Teignbridge 009D | 0% | 548 | 38 | 6.485% | 569 | 0 | 0% | 2.901% | 557 | 557 | 494 | 86 | 149 | 259 | 60 | 37 | 16 | 7 | 3 | 0 | 13.25 | 0 | 0 | 0 | 0 | 0 | 88.125 | 88.125 | 129.5 | 88.125 | 230.875 | 0 | 0 | 0 | 0 | 0 | 0 | 0 | 0
Teignbridge | E01020255 | Teignbridge 009E | 0% | 519 | 88 | 14.5% | 535 | 56 | 8.819% | 3.043% | 568 | 567 | 530 | 162 | 217 | 151 | 26 | 13 | 7 | 6 | 11 | 1 | 5 | 14.2866 | 19.137 | 13.3165 | 33.4236 | 13.3165 | 129.5911 | 129.5911 | 68.8417 | 163.0148 | 216.7494 | 0 | 0 | 0 | 0 | 0 | 0 | 0 | 0
Teignbridge | E01020257 | Teignbridge 009F | 0% | 499 | 25 | 4.771% | 505 | 0 | 0% | 3.626% | 501 | 501 | 492 | 348 | 91 | 53 | 9 | 3 | 4 | 2 | 0 | 0 | 1.75 | 0 | 0 | 0 | 0 | 0 | 164.625 | 164.625 | 26.5 | 164.625 | 192.875 | 0 | 0 | 0 | 0 | 0 | 0 | 0 | 0
Teignbridge | E01020264 | Teignbridge 010A | 0% | 600 | 171 | 22.18% | 564 | 27 | 4.103% | 22.74% | 677 | 671 | 363 | 63 | 88 | 212 | 308 | 198 | 104 | 6 | 0 | 6 | 75.5 | 2.5851 | 3.6109 | 8.6991 | 6.196 | 8.6991 | 54.3015 | 54.3015 | 101.6505 | 60.4975 | 240.151 | 0 | 0 | 0 | 0 | 0 | 0 | 0 | 0
Teignbridge | E01020269 | Teignbridge 010B | 0% | 890 | 529 | 37.28% | 744 | 152 | 13.83% | 33.74% | 1158 | 1150 | 242 | 19 | 53 | 170 | 908 | 516 | 269 | 123 | 0 | 8 | 196.25 | 2.6278 | 7.3303 | 23.5123 | 9.9581 | 23.5123 | 23.2657 | 23.2657 | 73.2439 | 33.2238 | 316.2718 | 0 | 0 | 0 | 0 | 0 | 0 | 0 | 0
Teignbridge | E01020271 | Teignbridge 010C | 0% | 550 | 138 | 20.06% | 569 | 25 | 3.561% | 13.74% | 674 | 671 | 442 | 42 | 98 | 302 | 228 | 130 | 91 | 7 | 1 | 3 | 55.25 | 1.4957 | 3.49 | 10.755 | 4.9858 | 10.755 | 50.6303 | 50.6303 | 145.6225 | 55.6161 | 262.2578 | 0 | 0 | 0 | 0 | 0 | 0 | 0 | 0
Teignbridge | E01020272 | Teignbridge 010D | 0% | 663 | 145 | 17.95% | 746 | 0 | 0% | 7.673% | 759 | 759 | 552 | 94 | 255 | 203 | 207 | 178 | 23 | 6 | 0 | 0 | 50.25 | 0 | 0 | 0 | 0 | 0 | 130.875 | 130.875 | 101.5 | 130.875 | 282.625 | 0 | 0 | 0 | 0 | 0 | 0 | 0 | 0
Teignbridge | E01020200 | Teignbridge 011A | 0% | 515 | 80 | 13.45% | 445 | 77 | 14.67% | 10.54% | 521 | 521 | 470 | 249 | 90 | 131 | 50 | 18 | 28 | 4 | 1 | 0 | 11.5 | 36.52 | 13.2 | 19.2133 | 49.72 | 19.2133 | 108.48 | 108.48 | 55.8933 | 158.2 | 195.0867 | 0 | 0 | 0 | 0 | 0 | 0 | 0 | 0
Teignbridge | E01020201 | Teignbridge 011B | 0% | 697 | 41 | 5.556% | 589 | 69 | 10.52% | 9.671% | 695 | 695 | 625 | 484 | 92 | 49 | 13 | 6 | 6 | 1 | 57 | 0 | 3 | 50.9085 | 9.6768 | 5.154 | 60.5854 | 5.154 | 193.2805 | 193.2805 | 21.923 | 253.8659 | 223.3575 | 0 | 0 | 0 | 0 | 0 | 0 | 0 | 0
Teignbridge | E01020251 | Teignbridge 011C | 0% | 506 | 110 | 17.86% | 379 | 201 | 34.9% | 3.578% | 576 | 576 | 535 | 340 | 141 | 54 | 34 | 23 | 11 | 0 | 7 | 0 | 8.5 | 118.6458 | 49.2031 | 18.8438 | 167.849 | 18.8438 | 117.4316 | 117.4316 | 17.5781 | 285.2806 | 162.3535 | 0 | 0 | 0 | 0 | 0 | 0 | 0 | 0
Teignbridge | E01020260 | Teignbridge 011D | 0% | 756 | 98 | 11.48% | 716 | 18 | 2.356% | 13.8% | 628 | 626 | 548 | 231 | 126 | 191 | 78 | 18 | 47 | 13 | 0 | 2 | 16.25 | 5.4424 | 2.9686 | 4.5 | 8.411 | 4.5 | 130.7209 | 130.7209 | 93.25 | 139.1319 | 244.7209 | 0 | 0 | 0 | 0 | 0 | 0 | 0 | 0
Teignbridge | E01020261 | Teignbridge 011E | 0% | 534 | 96 | 15.24% | 434 | 60 | 10.73% | 20.38% | 526 | 526 | 441 | 294 | 94 | 53 | 78 | 58 | 17 | 3 | 7 | 0 | 18.75 | 31.5564 | 10.0894 | 5.6887 | 41.6458 | 5.6887 | 129.8828 | 129.8828 | 23.6556 | 171.5286 | 177.9772 | 0 | 0 | 0 | 0 | 0 | 0 | 0 | 0
Teignbridge | E01020208 | Teignbridge 012A | 0% | 494 | 31 | 5.905% | 505 | 23 | 4.492% | -0.6827% | 523 | 523 | 450 | 56 | 296 | 98 | 73 | 65 | 7 | 1 | 0 | 0 | 18 | 2.5156 | 13.2969 | 4.4023 | 15.8125 | 4.4023 | 126.0703 | 126.0703 | 46.7988 | 141.8828 | 195.2715 | 0 | 0 | 0 | 0 | 0 | 0 | 0 | 0
Teignbridge | E01020209 | Teignbridge 012B | 0% | 485 | 155 | 24.22% | 520 | 18 | 2.848% | 15.9% | 627 | 627 | 585 | 98 | 231 | 256 | 42 | 40 | 2 | 0 | 0 | 0 | 10.5 | 2.7911 | 6.5791 | 7.2911 | 9.3703 | 7.2911 | 119.8612 | 119.8612 | 124.3544 | 129.2314 | 262.0067 | 0 | 0 | 0 | 0 | 0 | 0 | 0 | 0
Teignbridge | E01020210 | Teignbridge 012C | 0% | 487 | 25 | 4.883% | 488 | 18 | 3.543% | 1.144% | 499 | 499 | 490 | 344 | 99 | 47 | 8 | 2 | 6 | 0 | 1 | 0 | 2 | 12.189 | 3.5079 | 1.6654 | 15.6969 | 1.6654 | 160.2387 | 160.2387 | 22.6673 | 175.9355 | 186.5714 | 0 | 0 | 0 | 0 | 0 | 0 | 0 | 0
Teignbridge | E01020219 | Teignbridge 012D | 0% | 748 | 64 | 7.882% | 764 | 80 | 11.9% | -5.993% | 845 | 843 | 676 | 260 | 222 | 194 | 167 | 110 | 57 | 0 | 0 | 2 | 41.75 | 30.9524 | 26.4286 | 23.0952 | 57.381 | 23.0952 | 159.2321 | 159.2321 | 85.4524 | 216.6131 | 309.5298 | 0 | 0 | 0 | 0 | 0 | 0 | 0 | 0
Teignbridge | E01020191 | Teignbridge 013A | 0% | 390 | 74 | 15.95% | 138 | 286 | 68.42% | 1.838% | 431 | 431 | 420 | 233 | 89 | 98 | 6 | 2 | 3 | 1 | 5 | 0 | 1.25 | 159.4211 | 60.8947 | 67.0526 | 220.3158 | 67.0526 | 38.1316 | 38.1316 | 15.4737 | 258.4474 | 121.9079 | 0 | 0 | 0 | 0 | 0 | 0 | 0 | 0
Teignbridge | E01020194 | Teignbridge 013B | 0% | 572 | 26 | 4.348% | 549 | 0 | 0% | 8.194% | 589 | 589 | 586 | 357 | 161 | 68 | 3 | 1 | 0 | 2 | 0 | 0 | 0.25 | 0 | 0 | 0 | 0 | 0 | 194.25 | 194.25 | 34 | 194.25 | 228.5 | 0 | 0 | 0 | 0 | 0 | 0 | 0 | 0
Teignbridge | E01020207 | Teignbridge 013C | 0% | 418 | 31 | 6.904% | 409 | 80 | 18.43% | -9.524% | 427 | 427 | 418 | 120 | 183 | 115 | 9 | 3 | 6 | 0 | 0 | 0 | 2.25 | 22.1198 | 33.7327 | 21.1982 | 55.8525 | 21.1982 | 92.6803 | 92.6803 | 46.9009 | 148.5328 | 163.0294 | 0 | 0 | 0 | 0 | 0 | 0 | 0 | 0
Teignbridge | E01020256 | Teignbridge 013D | 0% | 569 | 51 | 8.226% | 519 | 72 | 12.08% | 4.21% | 602 | 602 | 582 | 198 | 214 | 170 | 12 | 8 | 3 | 1 | 8 | 0 | 2.75 | 23.9195 | 25.8523 | 20.5369 | 49.7718 | 20.5369 | 135.8356 | 135.8356 | 74.7315 | 185.6074 | 233.854 | 0 | 0 | 0 | 0 | 0 | 0 | 0 | 0
Teignbridge | E01020211 | Teignbridge 014A | 0% | 616 | 77 | 11.11% | 590 | 14 | 2.191% | 12.67% | 675 | 675 | 552 | 24 | 207 | 321 | 123 | 121 | 1 | 1 | 0 | 0 | 30.5 | 0.52582 | 4.5352 | 7.0329 | 5.061 | 7.0329 | 84.7271 | 84.7271 | 156.9836 | 89.7881 | 279.2435 | 0 | 0 | 0 | 0 | 0 | 0 | 0 | 0
Teignbridge | E01020217 | Teignbridge 014B | 0% | 601 | 314 | 34.32% | 733 | 93 | 11.16% | 8.726% | 879 | 869 | 477 | 27 | 114 | 336 | 392 | 252 | 100 | 40 | 0 | 10 | 88 | 3.0144 | 12.7275 | 37.5126 | 15.7419 | 37.5126 | 46.9718 | 46.9718 | 149.2437 | 62.7137 | 321.7281 | 0 | 0 | 0 | 0 | 0 | 0 | 0 | 0
Teignbridge | E01020218 | Teignbridge 014C | 0% | 570 | 204 | 26.36% | 631 | 28 | 3.825% | 14.65% | 746 | 744 | 461 | 17 | 55 | 389 | 282 | 187 | 47 | 48 | 1 | 2 | 58.5 | 0.65027 | 2.1038 | 14.8798 | 2.7541 | 14.8798 | 25.9672 | 25.9672 | 187.0601 | 28.7213 | 286.4071 | 0 | 0 | 0 | 0 | 0 | 0 | 0 | 0
Teignbridge | E01020224 | Teignbridge 014D | 0% | 506 | 40 | 7.326% | 518 | 0 | 0% | 5.128% | 521 | 512 | 430 | 16 | 57 | 357 | 82 | 13 | 67 | 2 | 0 | 9 | 20 | 0 | 0 | 0 | 0 | 0 | 27.375 | 27.375 | 178.5 | 27.375 | 225.875 | 0 | 0 | 0 | 0 | 0 | 0 | 0 | 0
Teignbridge | E01020216 | Teignbridge 015A | 0% | 659 | 73 | 9.973% | 610 | 40 | 5.806% | 10.86% | 675 | 675 | 558 | 142 | 268 | 148 | 117 | 94 | 20 | 3 | 0 | 0 | 28.5 | 8.2438 | 15.5588 | 8.5922 | 23.8026 | 8.5922 | 144.824 | 144.824 | 69.7039 | 168.6266 | 251.6201 | 0 | 0 | 0 | 0 | 0 | 0 | 0 | 0
Teignbridge | E01020225 | Teignbridge 015B | 0% | 500 | 97 | 16.25% | 453 | 10 | 1.972% | 22.15% | 603 | 596 | 389 | 42 | 129 | 218 | 205 | 144 | 45 | 16 | 2 | 7 | 47.25 | 0.8284 | 2.5444 | 4.2998 | 3.3728 | 4.2998 | 62.8602 | 62.8602 | 106.8501 | 66.233 | 221.2601 | 0 | 0 | 0 | 0 | 0 | 0 | 0 | 0
Teignbridge | E01020226 | Teignbridge 015C | 0% | 424 | 97 | 18.62% | 424 | 46 | 9.274% | 9.344% | 469 | 464 | 398 | 264 | 86 | 48 | 66 | 31 | 34 | 1 | 0 | 5 | 16.25 | 24.4839 | 7.9758 | 4.4516 | 32.4597 | 4.4516 | 119.0776 | 119.0776 | 21.7742 | 151.5373 | 161.5534 | 0 | 0 | 0 | 0 | 0 | 0 | 0 | 0
Teignbridge | E01020227 | Teignbridge 015D | 0% | 515 | 163 | 24.04% | 547 | 18 | 2.748% | 16.57% | 643 | 627 | 444 | 80 | 182 | 182 | 182 | 102 | 78 | 2 | 1 | 16 | 45 | 2.1985 | 5.0015 | 5.0015 | 7.2 | 5.0015 | 95.55 | 95.55 | 88.4992 | 102.75 | 234.0508 | 0 | 0 | 0 | 0 | 0 | 0 | 0 | 0
Teignbridge | E01020212 | Teignbridge 016A | 0% | 478 | 45 | 8.604% | 480 | 17 | 3.333% | 4.888% | 497 | 497 | 461 | 36 | 283 | 142 | 36 | 34 | 1 | 1 | 0 | 0 | 8.75 | 1.2 | 9.4333 | 4.7333 | 10.6333 | 4.7333 | 115.6375 | 115.6375 | 68.6333 | 126.2708 | 197.7542 | 0 | 0 | 0 | 0 | 0 | 0 | 0 | 0
Teignbridge | E01020213 | Teignbridge 016B | 0% | 512 | 171 | 25.04% | 527 | 32 | 4.848% | 17.99% | 637 | 637 | 626 | 219 | 216 | 191 | 11 | 6 | 3 | 2 | 0 | 0 | 2.25 | 10.6182 | 10.4727 | 9.2606 | 21.0909 | 9.2606 | 155.2159 | 155.2159 | 90.8697 | 176.3068 | 257.5962 | 0 | 0 | 0 | 0 | 0 | 0 | 0 | 0
Teignbridge | E01020214 | Teignbridge 016C | 0% | 657 | 64 | 8.877% | 639 | 15 | 2.308% | 9.065% | 674 | 674 | 622 | 331 | 180 | 111 | 51 | 43 | 8 | 0 | 1 | 0 | 12.75 | 7.6385 | 4.1538 | 2.5615 | 11.7923 | 2.5615 | 187.2029 | 187.2029 | 54.2192 | 198.9952 | 256.7337 | 0 | 0 | 0 | 0 | 0 | 0 | 0 | 0
Teignbridge | E01020215 | Teignbridge 016D | 0% | 572 | 25 | 4.188% | 570 | 19 | 3.188% | 1.335% | 575 | 575 | 568 | 430 | 126 | 12 | 7 | 4 | 3 | 0 | 0 | 0 | 1.75 | 13.7081 | 4.0168 | 0.38255 | 17.7248 | 0.38255 | 201.8532 | 201.8532 | 5.8087 | 219.578 | 209.7945 | 0 | 0 | 0 | 0 | 0 | 0 | 0 | 0
Teignbridge | E01020195 | Teignbridge 017A | 84.91% | 628 | 73 | 10.41% | 512 | 146 | 22.36% | 4.603% | 716 | 716 | 657 | 293 | 233 | 131 | 14 | 6 | 7 | 1 | 45 | 0 | 3.25 | 65.51 | 52.0949 | 29.2894 | 117.6049 | 29.2894 | 153.1482 | 153.1482 | 50.8553 | 270.7531 | 236.5429 | 0 | 0 | 0 | 0 | 229.8847 | 200.8383 | 229.8847 | 200.8383
Teignbridge | E01020196 | Teignbridge 017B | 100% | 739 | 141 | 16.02% | 766 | 9 | 1.122% | 11.83% | 794 | 791 | 614 | 109 | 152 | 353 | 176 | 77 | 59 | 40 | 1 | 3 | 34 | 1.2232 | 1.7057 | 3.9613 | 2.9289 | 3.9613 | 96.7767 | 96.7767 | 174.5193 | 99.7056 | 309.2573 | 0 | 0 | 0 | 0 | 99.7056 | 309.2573 | 99.7056 | 309.2573
Teignbridge | E01020197 | Teignbridge 017C | 100% | 487 | 83 | 14.56% | 452 | 123 | 22.2% | -1.5% | 543 | 543 | 517 | 308 | 139 | 70 | 21 | 3 | 15 | 3 | 5 | 0 | 4.5 | 68.3827 | 30.861 | 15.5415 | 99.2437 | 15.5415 | 130.4086 | 130.4086 | 27.2292 | 229.6523 | 177.6794 | 0 | 0 | 0 | 0 | 229.6523 | 177.6794 | 229.6523 | 177.6794
Teignbridge | E01020198 | Teignbridge 017D | 100% | 496 | 180 | 26.63% | 535 | 46 | 6.98% | 13.88% | 618 | 618 | 516 | 57 | 175 | 284 | 102 | 73 | 19 | 10 | 0 | 0 | 23 | 3.9788 | 12.2155 | 19.824 | 16.1942 | 19.824 | 80.9272 | 80.9272 | 132.088 | 97.1214 | 255.8392 | 0 | 0 | 0 | 0 | 97.1214 | 255.8392 | 97.1214 | 255.8392
Teignbridge | E01020199 | Teignbridge 017E | 66.04% | 646 | 126 | 16.32% | 603 | 81 | 11.51% | 10.39% | 711 | 711 | 623 | 210 | 141 | 272 | 73 | 25 | 41 | 7 | 15 | 0 | 16.5 | 24.1619 | 16.223 | 31.2955 | 40.3849 | 31.2955 | 116.4806 | 116.4806 | 120.3523 | 156.8656 | 284.6284 | 0 | 0 | 0 | 0 | 103.5905 | 187.9621 | 103.5905 | 187.9621
Teignbridge | E01020246 | Teignbridge 018A | 0% | 401 | 117 | 22.59% | 124 | 296 | 64.63% | 11.43% | 460 | 460 | 406 | 178 | 166 | 62 | 48 | 5 | 41 | 2 | 6 | 0 | 11.5 | 115.0393 | 107.2838 | 40.0699 | 222.3231 | 40.0699 | 45.6288 | 45.6288 | 10.9651 | 267.952 | 108.1638 | 0 | 0 | 0 | 0 | 0 | 0 | 0 | 0
Teignbridge | E01020247 | Teignbridge 018B | 0% | 621 | 97 | 13.51% | 574 | 51 | 7.692% | 12.36% | 689 | 686 | 600 | 210 | 206 | 184 | 69 | 46 | 19 | 4 | 17 | 3 | 16.25 | 16.1538 | 15.8462 | 14.1538 | 32 | 14.1538 | 144 | 144 | 84.9231 | 176 | 259.3269 | 0 | 0 | 0 | 0 | 0 | 0 | 0 | 0
Teignbridge | E01020248 | Teignbridge 018C | 0% | 666 | 81 | 10.84% | 633 | 34 | 4.802% | 10.46% | 701 | 701 | 635 | 410 | 190 | 35 | 40 | 14 | 21 | 5 | 26 | 0 | 8.75 | 19.6893 | 9.1243 | 1.6808 | 28.8136 | 1.6808 | 214.1949 | 214.1949 | 16.6596 | 243.0085 | 241.2853 | 0 | 0 | 0 | 0 | 0 | 0 | 0 | 0
Teignbridge | E01020249 | Teignbridge 018D | 0% | 562 | 76 | 11.91% | 569 | 51 | 8.108% | 2.707% | 612 | 612 | 571 | 400 | 155 | 16 | 28 | 21 | 3 | 4 | 13 | 0 | 6 | 32.4324 | 12.5676 | 1.2973 | 45 | 1.2973 | 191.25 | 191.25 | 7.3514 | 236.25 | 205.8986 | 0 | 0 | 0 | 0 | 0 | 0 | 0 | 0
Teignbridge | E01020192 | Teignbridge 019A | 0% | 490 | 142 | 22.47% | 432 | 141 | 21.76% | 9.886% | 648 | 648 | 602 | 304 | 133 | 165 | 10 | 4 | 4 | 2 | 36 | 0 | 2 | 66.1481 | 28.9398 | 35.9028 | 95.088 | 35.9028 | 128.217 | 128.217 | 64.5486 | 223.305 | 230.6684 | 0 | 0 | 0 | 0 | 0 | 0 | 0 | 0
Teignbridge | E01020193 | Teignbridge 019B | 0% | 460 | 150 | 24.59% | 189 | 397 | 74.34% | -5.328% | 571 | 571 | 550 | 304 | 147 | 99 | 15 | 3 | 10 | 2 | 6 | 0 | 3.25 | 226.0075 | 109.2865 | 73.6011 | 335.294 | 73.6011 | 43.3897 | 43.3897 | 12.6994 | 378.6838 | 132.9403 | 0 | 0 | 0 | 0 | 0 | 0 | 0 | 0
Teignbridge | E01020238 | Teignbridge 019C | 0% | 433 | 139 | 24.3% | 449 | 28 | 5.1% | 16.4% | 538 | 538 | 510 | 220 | 165 | 125 | 27 | 19 | 8 | 0 | 1 | 0 | 6.75 | 11.2204 | 8.4153 | 6.3752 | 19.6357 | 6.3752 | 137.0116 | 137.0116 | 59.3124 | 156.6473 | 209.4492 | 0 | 0 | 0 | 0 | 0 | 0 | 0 | 0
Teignbridge | E01020239 | Teignbridge 019D | 0% | 474 | 103 | 17.85% | 365 | 133 | 24.77% | 11.97% | 540 | 540 | 522 | 340 | 134 | 48 | 15 | 2 | 10 | 3 | 3 | 0 | 3 | 84.2086 | 33.1881 | 11.8883 | 117.3966 | 11.8883 | 133.7263 | 133.7263 | 18.0559 | 251.1229 | 166.6704 | 0 | 0 | 0 | 0 | 0 | 0 | 0 | 0
West Devon | E01020320 | West Devon 001A | 0% | 507 | 191 | 27.36% | 51 | 583 | 94.49% | -1.796% | 706 | 706 | 667 | 457 | 177 | 33 | 8 | 1 | 4 | 3 | 31 | 0 | 1.25 | 431.8169 | 167.2464 | 31.1815 | 599.0632 | 31.1815 | 13.1013 | 13.1013 | 0.90924 | 612.1645 | 46.4421 | 0 | 0 | 612.1645 | 46.4421 | 0 | 0 | 0 | 0
West Devon | E01020321 | West Devon 001B | 0% | 697 | 300 | 30.09% | #N/A | 718 | 97.69% | #N/A | 905 | 905 | 845 | 335 | 257 | 253 | 59 | 45 | 3 | 11 | 1 | 0 | 12 | 327.2517 | 251.0558 | 247.1483 | 578.3075 | 247.1483 | 5.1347 | 5.1347 | 2.9259 | 583.4422 | 267.2088 | 0 | 0 | 583.4422 | 267.2088 | 0 | 0 | 0 | 0
West Devon | E01020322 | West Devon 001C | 0% | 613 | 169 | 21.61% | 77 | 602 | 94.21% | -4.056% | 798 | 798 | 775 | 541 | 165 | 69 | 15 | 3 | 7 | 5 | 8 | 0 | 2.5 | 509.6745 | 155.446 | 65.0047 | 665.1205 | 65.0047 | 15.3298 | 15.3298 | 1.9977 | 680.4503 | 84.8322 | 0 | 0 | 680.4503 | 84.8322 | 0 | 0 | 0 | 0
West Devon | E01020326 | West Devon 001D | 0% | 754 | 142 | 15.85% | 621 | 191 | 25.03% | 5.659% | 863 | 859 | 810 | 352 | 223 | 235 | 48 | 19 | 16 | 13 | 1 | 4 | 8.75 | 88.1153 | 55.8231 | 58.827 | 143.9384 | 58.827 | 161.6481 | 161.6481 | 88.0865 | 305.5865 | 317.3116 | 0 | 0 | 305.5865 | 317.3116 | 0 | 0 | 0 | 0
West Devon | E01020327 | West Devon 002A | 0% | 854 | 79 | 8.467% | 858 | 75 | 8.611% | -0.5722% | 807 | 807 | 743 | 310 | 267 | 166 | 64 | 58 | 4 | 2 | 0 | 0 | 15.5 | 26.6935 | 22.9908 | 14.2939 | 49.6843 | 14.2939 | 197.7434 | 197.7434 | 75.853 | 247.4277 | 303.3904 | 0 | 0 | 247.4277 | 303.3904 | 0 | 0 | 0 | 0
West Devon | E01020328 | West Devon 002B | 0% | 857 | 132 | 13.35% | 840 | 0 | 0% | 15.07% | 934 | 934 | 834 | 151 | 271 | 412 | 100 | 64 | 24 | 12 | 0 | 0 | 22 | 0 | 0 | 0 | 0 | 0 | 158.25 | 158.25 | 206 | 158.25 | 386.25 | 0 | 0 | 158.25 | 386.25 | 0 | 0 | 0 | 0
West Devon | E01020329 | West Devon 002C | 31.03% | 597 | 166 | 21.76% | 402 | 302 | 42.42% | 4.898% | 671 | 668 | 573 | 338 | 109 | 126 | 95 | 59 | 35 | 1 | 0 | 3 | 23.5 | 143.3652 | 46.2331 | 53.4438 | 189.5983 | 53.4438 | 96.5256 | 96.5256 | 36.2781 | 286.1239 | 209.7475 | 0 | 0 | 286.1239 | 209.7475 | 88.7971 | 65.0941 | 0 | 0
West Devon | E01020330 | West Devon 002D | 0% | 610 | 317 | 34.2% | 569 | 130 | 15.35% | 23.27% | 830 | 830 | 545 | 165 | 172 | 208 | 260 | 167 | 50 | 43 | 25 | 0 | 54.25 | 25.3247 | 26.3991 | 31.9244 | 51.7237 | 31.9244 | 106.9786 | 106.9786 | 88.0378 | 158.7023 | 281.1908 | 0 | 0 | 158.7023 | 281.1908 | 0 | 0 | 0 | 0
West Devon | E01020318 | West Devon 003A | 100% | 648 | 148 | 18.59% | 542 | 186 | 24.57% | 7.339% | 685 | 685 | 615 | 288 | 169 | 158 | 70 | 17 | 36 | 17 | 0 | 0 | 13.25 | 70.7635 | 41.5244 | 38.8217 | 112.288 | 38.8217 | 129.267 | 129.267 | 59.5892 | 241.555 | 240.9278 | 0 | 0 | 241.555 | 240.9278 | 241.555 | 240.9278 | 0 | 0
West Devon | E01020319 | West Devon 003B | 69.42% | 586 | 199 | 25.35% | 76 | 535 | 86.57% | 3.749% | 679 | 679 | 648 | 389 | 168 | 91 | 26 | 4 | 16 | 6 | 5 | 0 | 5 | 336.7557 | 145.4369 | 78.7783 | 482.1926 | 78.7783 | 28.0528 | 28.0528 | 6.1108 | 510.2453 | 117.9419 | 0 | 0 | 510.2453 | 117.9419 | 354.2199 | 81.8771 | 0 | 0
West Devon | E01020323 | West Devon 003C | 97.56% | 559 | 120 | 17.67% | 228 | 569 | 94.36% | -27.94% | 642 | 642 | 614 | 262 | 202 | 150 | 28 | 12 | 11 | 5 | 0 | 0 | 5.75 | 247.2272 | 190.6103 | 141.5423 | 437.8375 | 141.5423 | 9.8109 | 9.8109 | 4.2289 | 447.6484 | 161.3321 | 0 | 0 | 447.6484 | 161.3321 | 436.7302 | 157.3972 | 0 | 0
West Devon | E01020339 | West Devon 003D | 81.44% | 504 | 253 | 33.42% | 13 | 656 | 95.77% | 2.516% | 704 | 704 | 688 | 297 | 215 | 176 | 15 | 2 | 11 | 2 | 1 | 0 | 3.25 | 284.4263 | 205.8978 | 168.5489 | 490.3241 | 168.5489 | 8.1285 | 8.1285 | 3.7255 | 498.4526 | 183.6529 | 0 | 0 | 498.4526 | 183.6529 | 405.9562 | 149.573 | 0 | 0
West Devon | E01020314 | West Devon 004A | 5.102% | 529 | 161 | 23.33% | #N/A | 631 | 100% | #N/A | 662 | 662 | 637 | 435 | 136 | 66 | 15 | 5 | 6 | 4 | 10 | 0 | 2.75 | 435 | 136 | 66 | 571 | 66 | 0 | 0 | 0 | 571 | 68.75 | 0 | 0 | 571 | 68.75 | 29.1327 | 3.5077 | 0 | 0
West Devon | E01020325 | West Devon 004B | 0% | 495 | 181 | 26.78% | #N/A | 595 | 100% | #N/A | 643 | 641 | 615 | 365 | 162 | 88 | 20 | 5 | 12 | 3 | 6 | 2 | 4.25 | 365 | 162 | 88 | 527 | 88 | 0 | 0 | 0 | 527 | 92.25 | 0 | 0 | 527 | 92.25 | 0 | 0 | 0 | 0
West Devon | E01020331 | West Devon 004C | 0% | 482 | 160 | 24.92% | 28 | 555 | 95.36% | 0.2778% | 628 | 628 | 606 | 349 | 153 | 104 | 19 | 6 | 8 | 5 | 3 | 0 | 3.5 | 332.8093 | 145.9021 | 99.1753 | 478.7113 | 99.1753 | 8.7332 | 8.7332 | 2.4124 | 487.4446 | 113.8209 | 0 | 0 | 487.4446 | 113.8209 | 0 | 0 | 0 | 0
West Devon | E01020340 | West Devon 004D | 0% | 521 | 216 | 29.31% | #N/A | 637 | 100% | #N/A | 706 | 706 | 679 | 400 | 198 | 81 | 23 | 22 | 0 | 1 | 4 | 0 | 5.5 | 400 | 198 | 81 | 598 | 81 | 0 | 0 | 0 | 598 | 86.5 | 0 | 0 | 598 | 86.5 | 0 | 0 | 0 | 0
West Devon | E01020332 | West Devon 005A | 0% | 865 | 213 | 19.76% | 888 | 79 | 9.091% | 8.534% | 932 | 928 | 525 | 79 | 160 | 286 | 403 | 229 | 91 | 83 | 0 | 4 | 80 | 7.1818 | 14.5455 | 26 | 21.7273 | 26 | 81.4773 | 81.4773 | 130 | 103.2045 | 317.4773 | 0 | 0 | 103.2045 | 317.4773 | 0 | 0 | 0 | 0
West Devon | E01020333 | West Devon 005B | 8.197% | 780 | 56 | 6.699% | 753 | 98 | 14.96% | -5.034% | 811 | 811 | 747 | 465 | 146 | 136 | 62 | 48 | 12 | 2 | 2 | 0 | 15 | 69.5725 | 21.8443 | 20.3481 | 91.4168 | 20.3481 | 194.8437 | 194.8437 | 57.826 | 286.2605 | 288.0177 | 0 | 0 | 286.2605 | 288.0177 | 23.464 | 23.608 | 0 | 0
West Devon | E01020334 | West Devon 005C | 0% | 757 | 116 | 13.29% | 796 | 57 | 6.917% | 1.903% | 840 | 840 | 736 | 159 | 275 | 302 | 104 | 79 | 21 | 4 | 0 | 0 | 25 | 10.9988 | 19.0231 | 20.8908 | 30.0218 | 20.8908 | 151.4918 | 151.4918 | 140.5546 | 181.5137 | 337.9372 | 0 | 0 | 181.5137 | 337.9372 | 0 | 0 | 0 | 0
West Devon | E01020335 | West Devon 005D | 0% | 625 | 91 | 12.71% | 651 | 12 | 1.923% | 7.155% | 668 | 666 | 578 | 337 | 159 | 82 | 88 | 75 | 9 | 4 | 0 | 2 | 21 | 6.4808 | 3.0577 | 1.5769 | 9.5385 | 1.5769 | 182.4231 | 182.4231 | 40.2115 | 191.9615 | 245.2115 | 0 | 0 | 191.9615 | 245.2115 | 0 | 0 | 0 | 0
West Devon | E01020336 | West Devon 005E | 0% | 626 | 50 | 7.396% | 628 | 0 | 0% | 7.101% | 606 | 606 | 600 | 432 | 77 | 91 | 6 | 3 | 2 | 1 | 0 | 0 | 1.25 | 0 | 0 | 0 | 0 | 0 | 190.875 | 190.875 | 45.5 | 190.875 | 237.625 | 0 | 0 | 190.875 | 237.625 | 0 | 0 | 0 | 0
West Devon | E01020337 | West Devon 005F | 0% | 490 | 126 | 20.45% | 499 | 44 | 7.666% | 11.33% | 581 | 581 | 451 | 113 | 149 | 189 | 130 | 113 | 15 | 2 | 0 | 0 | 32 | 8.662 | 11.4216 | 14.4878 | 20.0836 | 14.4878 | 90.7186 | 90.7186 | 87.2561 | 110.8023 | 224.4625 | 0 | 0 | 110.8023 | 224.4625 | 0 | 0 | 0 | 0
West Devon | E01020338 | West Devon 005G | 0% | 777 | 118 | 13.18% | 977 | 95 | 11.77% | -20.93% | 1029 | 1029 | 925 | 220 | 435 | 270 | 103 | 98 | 5 | 0 | 1 | 0 | 25.75 | 25.8984 | 51.2082 | 31.7844 | 77.1066 | 31.7844 | 216.71 | 216.71 | 119.1078 | 293.8166 | 393.3522 | 0 | 0 | 293.8166 | 393.3522 | 0 | 0 | 0 | 0
West Devon | E01020317 | West Devon 006A | 100% | 568 | 136 | 19.32% | 103 | 571 | 91.65% | -6.284% | 648 | 648 | 624 | 444 | 137 | 43 | 24 | 9 | 12 | 3 | 0 | 0 | 5.25 | 406.9406 | 125.565 | 39.4109 | 532.5056 | 39.4109 | 18.1854 | 18.1854 | 1.7945 | 550.691 | 64.6409 | 0 | 0 | 550.691 | 64.6409 | 550.691 | 64.6409 | 0 | 0
West Devon | E01020324 | West Devon 006B | 90.12% | 544 | 186 | 25.48% | #N/A | 647 | 98.18% | #N/A | 661 | 661 | 643 | 436 | 155 | 52 | 15 | 8 | 4 | 3 | 3 | 0 | 3 | 428.0607 | 152.1775 | 51.0531 | 580.2382 | 51.0531 | 4.0357 | 4.0357 | 0.47344 | 584.2739 | 58.5622 | 0 | 0 | 584.2739 | 58.5622 | 526.5678 | 52.7783 | 0 | 0
West Devon | E01020341 | West Devon 006C | 93.59% | 564 | 120 | 17.54% | 412 | 277 | 39.07% | 0.697% | 668 | 668 | 617 | 461 | 99 | 57 | 26 | 9 | 15 | 2 | 25 | 0 | 6 | 180.1086 | 38.6784 | 22.2694 | 218.787 | 22.2694 | 127.9549 | 127.9549 | 17.3653 | 346.7419 | 173.5896 | 0 | 0 | 346.7419 | 173.5896 | 324.5148 | 162.462 | 0 | 0
West Devon | E01020342 | West Devon 006D | 100% | 596 | 94 | 13.62% | 575 | 20 | 3.049% | 13.62% | 653 | 653 | 589 | 116 | 304 | 169 | 61 | 53 | 3 | 5 | 3 | 0 | 14 | 3.5366 | 9.2683 | 5.1524 | 12.8049 | 5.1524 | 152.6982 | 152.6982 | 81.9238 | 165.503 | 253.7744 | 0 | 0 | 165.503 | 253.7744 | 165.503 | 253.7744 | 0 | 0
West Devon | E01020312 | West Devon 007A | 0% | 628 | 167 | 21.01% | 470 | 157 | 22.56% | 18.32% | 714 | 714 | 698 | 420 | 189 | 89 | 13 | 7 | 5 | 1 | 3 | 0 | 3 | 94.7414 | 42.6336 | 20.0761 | 137.375 | 20.0761 | 176.8594 | 176.8594 | 34.4619 | 314.2344 | 234.3974 | 0 | 0 | 314.2344 | 234.3974 | 0 | 0 | 0 | 0
West Devon | E01020313 | West Devon 007B | 0% | 529 | 146 | 21.63% | 515 | 28 | 4.368% | 19.34% | 632 | 632 | 579 | 107 | 222 | 250 | 52 | 40 | 7 | 5 | 1 | 0 | 11.75 | 4.6739 | 9.6973 | 10.9204 | 14.3713 | 10.9204 | 117.9858 | 117.9858 | 119.5398 | 132.3571 | 260.196 | 0 | 0 | 132.3571 | 260.196 | 0 | 0 | 0 | 0
West Devon | E01020315 | West Devon 007C | 39.68% | 552 | 153 | 21.7% | 468 | 96 | 15.61% | 18.01% | 645 | 645 | 503 | 233 | 110 | 160 | 140 | 95 | 33 | 12 | 2 | 0 | 32 | 36.3707 | 17.1707 | 24.9756 | 53.5415 | 24.9756 | 108.547 | 108.547 | 67.5122 | 162.0884 | 233.0348 | 0 | 0 | 162.0884 | 233.0348 | 64.3208 | 92.4741 | 0 | 0
West Devon | E01020316 | West Devon 007D | 30% | 704 | 145 | 17.08% | 460 | 233 | 30.46% | 15.36% | 774 | 772 | 734 | 480 | 151 | 103 | 28 | 13 | 10 | 5 | 10 | 2 | 5.75 | 146.1961 | 45.9908 | 31.3712 | 192.1869 | 31.3712 | 164.5549 | 164.5549 | 35.8144 | 356.7418 | 237.4905 | 0 | 0 | 356.7418 | 237.4905 | 107.0225 | 71.2472 | 0 | 0
[34 empty] | 15299.1974 | 11597.2806 | 10884.559 | 6521.3183 | 7151.1442 | 3966.4514 | 2763.1478 | 1853.5109

## space heating
Biomass boilers and Heat Pumps (air and ground)
Replacing existing heat sources with biomass boilers or heat pumps will result in lower carbon emissions and lower fuel costs (assuming heat pump COP is reasonable in practice)
In many cases, it would be a choice of one or the other.
Therefore the MAXIMUM potential for each of these two broad technoglogies is greater when considered in isolation compared to as a whole
To avoid double counting, we have undertaken the analysis based on a scenario where in some cases we assume biomass boilers, and in other cases we assume heat pumps.
Where homes do not currently have a wet distribution system, this would need to be installed as well.
Assumptions from AEA Microgeneration in SW for Heat Pumps uptake:
100% | all off gas properties
75% | of detached and semi-detached
50% | of terraced
25% | of flats
50% | of new domestic properties
10% | of all commercial hereditaments
Our analysis was based broadly on these assumptions, though with consideration of dissplacing heat pumps with biomass boilers in certain situations
The assumptions and order we have undertaken in our analysis here to determine the split of HP to Biomass (caluclations shown in sheet to left):
Step 1 | 25% | All flats and shared houses were assumed to have 25% heat pump uptake. The remainder assumed not suitable
Step 2 | Total households in LSOA multiplied by off gas % to establish number of each house type off gas
Step 3 | 100% | Off-gas detached and semi-detached houses assumed to have biomass
Step 4 | 100% | Off-gas terraced houses assumed to have heat pumps
Step 5 | 37.5% | On-gas detached and semi-detached assumed to have biomass
Step 6 | 37.5% | On-gas detached and semi-detached assumed to have heat pumps
Step 7 | 50% | On-gas terraced houses assumed to have heat pumps
Step 8 | 50% | of new homes assumed to have heat pumps
Step 9 | 75% | of all primary schools to have "public small" scale biomass boiler
Step 10 | 100% | of all secondary schools to have "public large" scale boiler e.g. Kevics is heated by 400 kW chip boiler (50% of needs)
Step 11 | 10% | of all commercial hereditaments to have heat pump
Step 12 | 100% | of all public sector buildings over 1000m2 to have "public large" scale biomass boiler
Step 13 | 10% | of all industrial sites to have "industrial small" biomass boiler
System size and performance (all taken from AEA Review of technical information on renewable heat technologies URN: 11D/0020 , for DECC January 2011):
Where a range is given by AEA, the average is taken.
Biomass:
Size | 10 | kW | Domestic
Efficiency | 85% |  | Domestic
Load factor | 12.5% |  | Domestic
Size | 145 | kW | Commercial/public small
Efficiency | 81% |  | Commercial/public small
Load factor | 20% |  | Commercial/public small
Size | 975 | kW | Commercial/public large
Efficiency | 81% |  | Commercial/public large
Load factor | 32.5% |  | Commercial/public large | [5 empty] | Table for public sector biomass:
Size | 417.5 | kW | Industrial small | [5 empty] | Primary school |  |  | Secondary school |  |  | Public building over 1000m2 |  |  | Total
Efficiency | 81% |  | Industrial small | [5 empty] | Number | Capacity (MW) | Energy (GWh) | Number | Capacity (MW) | Energy (GWh) | Number | Capacity (MW) | Energy (GWh) | Number | Capacity (MW) | Energy (GWh)
Load factor | 0.51 |  | Industrial small |  |  |  |  | South Hams | 21 | 3.045 | 5.3348 | 6 | 5.85 | 16.655 | 11 | 10.725 | 30.5341 | 38 | 19.62 | 52.5239
[8 empty] | West Devon | 24.75 | 3.5888 | 6.2875 | 3 | 2.925 | 8.3275 | 4 | 3.9 | 11.1033 | 31.75 | 10.4138 | 25.7183
Heat Pumps (assume ASHP): | [7 empty] | Dartmoor | 15 | 2.175 | 3.8106 | 2 | 1.95 | 5.5517 | 0 | 0 | 0 | 17 | 4.125 | 9.3623
Size | 10 | kW | Domestic |  |  |  |  | Dartmoor AND Teignbridge | 8.25 | 1.1963 | 2.0958 | 2 | 1.95 | 5.5517 | 0 | 0 | 0 | 10.25 | 3.1463 | 7.6475
Efficiency | 272.5% |  | Domestic |  |  |  |  | Total | 54 | 7.83 | 13.7182 | 11 | 10.725 | 30.5341 | 15 | 14.625 | 41.6374 | 80 | 33.18 | 85.8896
Load factor | 13% |  | Domestic
Size | 55 | kW | Commercial/public small
Efficiency | 350% |  | Commercial/public small
Load factor | 35% |  | Commercial/public small
Size | 300 | kW | Commercial/public large
Efficiency | 400% |  | Commercial/public large
Load factor | 35% |  | Commercial/public large
Size | 300 | kW | Industrial small
Efficiency | 400% |  | Industrial small
Load factor | 35% |  | Industrial small
Biomass | Domestic |  |  | Industrial |  |  | Public Sector |  |  | Total
| Number | Capacity (MW) | Energy (GWh) | Number | Capacity (MW) | Energy (GWh) | Number | Capacity (MW) | Energy (GWh) | Number | Capacity (MW) | Energy (GWh)
South Hams | 15299.1974 | 152.992 | 167.5262 | 33.5 | 13.9863 | 62.485 | 38 | 19.62 | 52.5239 | 15370.6974 | 186.5982 | 282.535
West Devon | 10884.559 | 108.8456 | 119.1859 | 16 | 6.68 | 29.8436 | 31.75 | 10.4138 | 25.7183 | 10932.309 | 125.9393 | 174.7478
Dartmoor Total | 7151.1442 | 71.5114 | 78.305 | 9.8284 | 4.1034 | 18.3322 | 17 | 4.125 | 9.3623 | 7177.9727 | 79.7398 | 105.9995
SW Devon Area | 28946.9042 | 289.469 | 316.9686 | 55.3163 | 23.0945 | 103.1772 | 80 | 33.18 | 85.8896 | 29082.2205 | 345.7436 | 506.0354
Heat Pump | Domestic |  |  | Commercial |  |  | Total
| Number | Capacity (MW) | Energy (GWh) | Number | Capacity (MW) | Energy (GWh) | Number | Capacity (MW) | Energy (GWh)
South Hams | 11597.2806 | 115.9728 | 132.0698 | 395 | 21.725 | 66.6089 | 11992.2806 | 137.6978 | 198.6787
West Devon | 6521.3183 | 65.2132 | 74.2648 | 261 | 14.355 | 44.0124 | 6782.3183 | 79.5682 | 118.2772
Dartmoor Total | 2763.1478 | 27.6315 | 31.4667 | 165.9069 | 9.1249 | 27.9769 | 2929.0547 | 36.7564 | 59.4436
SW Devon Area | 19972.1098 | 199.7211 | 227.4424 | 726.4435 | 39.9544 | 122.5002 | 20698.5533 | 239.6755 | 349.9426
Note: Energy GWh based on heat output (as opposed to energy input which would be heat output divided by efficiency).

## roof solar
Number of Households (taken from our analysis of Census 2011 and GIS postcode exercise)
| All categories: Accommodation type | Unshared dwelling: Total | Unshared dwelling: Whole house or bungalow: Total | Unshared dwelling: Whole house or bungalow: Detached | Unshared dwelling: Whole house or bungalow: Semi-detached | Unshared dwelling: Whole house or bungalow: Terraced (including end-terrace) | Unshared dwelling: Flat, maisonette or apartment: Total | Unshared dwelling: Flat, maisonette or apartment: Purpose-built block of flats or tenement | Unshared dwelling: Flat, maisonette or apartment: Part of a converted or shared house (including bed-sits) | Unshared dwelling: Flat, maisonette or apartment: In commercial building | Unshared dwelling: Caravan or other mobile or temporary structure | Shared dwelling |  | New dwellings to 2026
South Hams | 36858 | 36846 | 32474 | 14691 | 10025 | 7758 | 4146 | 2538 | 1178 | 430 | 226 | 12 |  | 2106.9
West Devon | 22725 | 22708 | 20443 | 9936 | 5812 | 4695 | 2120 | 1368 | 487 | 265 | 145 | 17 |  | 2860
Dartmoor | 14123.7816 | 14116.2505 | 12999.9793 | 6273.3616 | 3612.8328 | 3113.7849 | 943.3244 | 445.8247 | 350.3254 | 147.1743 | 172.9469 | 7.531 |  | 650
Dartmoor AND Teignbridge | 6183.5108 | 6177.5108 | 5598.3871 | 2519.0358 | 1478.9494 | 1600.402 | 479.6555 | 211.7695 | 179.5131 | 88.3729 | 99.4682 | 6
SW Devon Area | 65766.5108 | 65731.5108 | 58515.3871 | 27146.0358 | 17315.9494 | 14053.402 | 6745.6555 | 4117.7695 | 1844.5131 | 783.3729 | 470.4682 | 35 |  | 5616.9
Number of Registered Businesses
List of relevant MSOAs | % in Dartmoor | Number of VAT registerd in whole MSOA | Number Dartmoor | Number in "production" sector | Number Dartmoor
South Hams 001 | 0.037459 | 285 | 10.6758 | 50 | 1.873
South Hams 002 | 0.66214 | 455 | 301.272 | 25 | 16.5534
Teignbridge 001 | 0.079369 | 345 | 27.3822 | 15 | 1.1905
Teignbridge 003 | 0.92934 | 365 | 339.2077 | 20 | 18.5867
Teignbridge 004 | 0.061334 | 300 | 18.4002 | 20 | 1.2267
Teignbridge 007 | 0.18654 | 390 | 72.7487 | 55 | 10.2594
Teignbridge 017 | 0.89664 | 340 | 304.8592 | 30 | 26.8993
West Devon 002 | 0.064232 | 310 | 19.912 | 20 | 1.2846
West Devon 003 | 0.8694 | 420 | 365.148 | 15 | 13.041
West Devon 004 | 0.012799 | 510 | 6.5273 | 30 | 0.38396
West Devon 005 | 0.012159 | 470 | 5.7149 | 35 | 0.42558
West Devon 006 | 0.9589 | 260 | 249.3129 | 5 | 4.7945
West Devon 007 | 0.17655 | 205 | 36.1921 | 10 | 1.7655
Dartmoor Total |  |  | 1757.3531 |  | 98.2842
South Hams | 4285 |  |  | 335
West Devon | 2770 |  |  | 160
| Commercial | Industrial
South Hams | 3950 | 335
West Devon | 2610 | 160
Dartmoor Total | 1659.0689 | 98.2842
Dartmoor AND Teignbridge | 704.4353 | 58.1627
SW Devon Area | 7264.4353 | 553.1627
Public Buildings (from SW Devon baseline workbook) |  |  |  |  | Table for PV capacity etc.
| Schools | Schools |  |  | Primary |  |  | Secondary |  |  | Other buildings > 1000m2 ex. Schools |  |  | Total
| Primary | Secondary | Other buildings > 1000m2 ex. Schools |  | Number | Capacity (kW) | Energy (GWh) | Number | Capacity (kW) | Energy (GWh) | Number | Capacity (kW) | Energy (GWh) | Number | Capacity (kW) | Energy (GWh)
South Hams | 28 | 6 | 11 |  | 28 | 280 | 0.26852 | 6 | 120 | 0.11508 | 11 | 220 | 0.21098 | 45 | 620 | 0.59458
West Devon | 33 | 3 | 4 |  | 33 | 330 | 0.31647 | 3 | 60 | 0.05754 | 4 | 80 | 0.07672 | 40 | 470 | 0.45073
Dartmoor | 20 | 2 | 0 |  | 20 | 200 | 0.1918 | 2 | 40 | 0.03836 | 0 | 0 | 0 | 22 | 240 | 0.23016
Dartmoor AND Teignbridge | 11 | 2 | 0 |  | 11 | 110 | 0.10549 | 2 | 40 | 0.03836 | 0 | 0 | 0 | 13 | 150 | 0.14385
Total | 72 | 11 | 15 |  | 72 | 720 | 0.69048 | 11 | 220 | 0.21098 | 15 | 300 | 0.2877 | 98 | 1240 | 1.1892
Resource Assessment based on AEA South West Microgeneration Assessment following SQL methodolgoy.
Key Assumptions:
Parameter | Value | Units | Source
SWH
Domestic installations | 25% | all properties including flats | AEA SW Microgeneration Assessment
Commercial installations | 40% | of all hereditaments | AEA SW Microgeneration Assessment
Industrial Installations | 80% | of stock | AEA SW Microgeneration Assessment
Domestic capacity | 2 | kW | AEA SW Microgeneration Assessment
Commercial capacity | 0 | kW | AEA SW Microgeneration Assessment
Industrial capacity | 10 | kW | AEA SW Microgeneration Assessment
Load factor | 8% |  | from AEA technical report on heat technologies (2010)
PV
Domestic installations | 25% | all properties including flats | AEA SW Microgeneration Assessment
Commercial installations | 40% | of all hereditaments | AEA SW Microgeneration Assessment
Industrial Installations | 80% | of stock | AEA SW Microgeneration Assessment
New developments | 50% | of roof space | AEA SW Microgeneration Assessment |  |  |  | assume 50% of properties at 2 kW
Domestic capacity | 2 | kW | AEA SW Microgeneration Assessment
Commercial capacity | 5 | kW | AEA SW Microgeneration Assessment
Industrial capacity | 10 | kW | AEA SW Microgeneration Assessment
Primary Sschool | 10 | kW | estimate based on other installations e.g. By Solarsense. Assume for all schools
Secondary School | 20 | kW | e.g. Kevics has an 18 kWp array. Assume for all schools
Other public building | 20 | kW | Estimate. Assume for all public buildings over 1000m2
PV output | 959 | kWh/kWp p.a. | From PV GIS Tavistock for optimally oriented PV
SWH | Domestic |  |  | Industrial |  |  | Total |  |  |  | Regen Survey
| Number | Capacity (MW) | Energy (GWh) | Number | Capacity (MW) | Energy (GWh) | Number | Capacity (MW) | Energy (GWh) |  | Number | Capacity (kW) | % of potential
South Hams | 9214.5 | 18.429 | 12.915 | 268 | 2.68 | 1.8781 | 9482.5 | 21.109 | 14.7932 |  | 68 | 0.194 | 0.919%
West Devon | 5681.25 | 11.3625 | 7.9628 | 128 | 1.28 | 0.89702 | 5809.25 | 12.6425 | 8.8599 |  | 56 | 0.179 | 1.416%
Dartmoor Total | 3530.9454 | 7.0619 | 4.949 | 78.6274 | 0.78627 | 0.55102 | 3609.5728 | 7.8482 | 5.5
SW Devon Area | 16441.6277 | 32.8833 | 23.0446 | 442.5302 | 4.4253 | 3.1013 | 16884.1579 | 37.3086 | 26.1458
PV | Domestic |  |  | Commercial |  |  | Industrial |  |  | Public Sector |  |  | Total |  |  |  | Regen Survey
| Number | Capacity (MW) | Energy (GWh) | Number | Capacity (MW) | Energy (GWh) | Number | Capacity (MW) | Energy (GWh) | Number | Capacity (MW) | Energy (GWh) | Number | Capacity (MW) | Energy (GWh) |  | Number | Capacity (MW) | % of potential
South Hams | 10267.95 | 20.5359 | 19.6939 | 1580 | 7.9 | 7.5761 | 268 | 2.68 | 2.5701 | 45 | 0.62 | 0.59458 | 12160.95 | 31.7359 | 30.4347 |  | 1679 | 10.732 | 33.82% | 0.0063919 | kW/install
West Devon | 7111.25 | 14.2225 | 13.6394 | 1044 | 5.22 | 5.006 | 128 | 1.28 | 1.2275 | 40 | 0.47 | 0.45073 | 8323.25 | 21.1925 | 20.3236 |  | 684 | 2.401 | 11.33% | 0.0035102 | kW/install
Dartmoor Total | 3855.9454 | 7.7119 | 7.3957 | 663.6276 | 3.3181 | 3.1821 | 78.6274 | 0.78627 | 0.75404 | 22 | 0.24 | 0.23016 | 4620.2003 | 12.0563 | 11.562
SW Devon Area | 19250.0777 | 38.5002 | 36.9216 | 2905.7741 | 14.5289 | 13.9332 | 442.5302 | 4.4253 | 4.2439 | 98 | 1.24 | 1.1892 | 22696.382 | 58.6943 | 56.2879
PV | Domestic |  |  | Non-Domestic |  |  | Total
| Number | Capacity (MW) | Energy (GWh) | Number | Capacity (MW) | Energy (GWh) | Number | Capacity (MW) | Energy (GWh)
South Hams | 10267.95 | 20.5359 | 19.6939 | 1893 | 11.2 | 10.7408 | 12160.95 | 31.7359 | 30.4347
West Devon | 7111.25 | 14.2225 | 13.6394 | 1212 | 6.97 | 6.6842 | 8323.25 | 21.1925 | 20.3236
Dartmoor Total | 3855.9454 | 7.7119 | 7.3957 | 764.2549 | 4.3444 | 4.1663 | 4620.2003 | 12.0563 | 11.562
SW Devon Area | 19250.0777 | 38.5002 | 36.9216 | 3446.3043 | 20.1942 | 19.3662 | 22696.382 | 58.6943 | 56.2879

## micro wind
Wardell Armstrong Analysis (see large scale wind)
The Wardell Armstrong analysis estimated small wind potential
It is based on 6 kW turbines
Each building is assumed to be able to accomoadate such a turbine - a very unrealistic initial assumption
Contraints were added such that reductions in wind speed and terrain designation discounted situations where wind speed drops below 4.5 m/s
This resulted in the following:
| Number | Capacity (MW) | Energy (GWh)
South Hams | 15866 | 95 | 220
West Devon | 7718 | 46 | 97
Dartmoor | n/a | n/a | n/a | It would be based on number of buildings and would likely be over-represented due to higher wind speeds and % rural parishes
SW Devon Area |  | 141 | 247.032
Wardell Armstrong reocmmnet adding two further constraints.
1. The Socially Acceptable level would minimise the cumulative impact of noise for adjacent buildings. This would be implemented by limiting development to only one turbine within a 50m radius.
2. The economically acceptable level would take account of affordability of the turbines and suitability of properties. This would be implemented by excluding all properties which fall within the council tax band A.
It was not possible here to implement their recommendations.
Estimate of small scale wind based on EST small scale wind study 2008
Small-scale wind energy Policy insights and practical guidance
41.3 | TWh | Total resource at all costs of energy
81% | of which rural
33.453 | TWh | rural
7.847 | TWh | urban
15 to 20% | rural turbine capacity factor (p.28 technical appendix)
10% | suburban capacity factor (p.29 tehcnical appendix)
2.5, 6, 15 kW | pole mounted rural turbine sizes
1, 1.5, 2.4 kW | roof mounted suburban turbines
UK Population
2010 ONS Estimates
http://www.ons.gov.uk/ons/rel/pop-estimate/population-estimates-for-uk--england-and-wales--scotland-and-northern-ireland/population-estimates-timeseries-1971-to-current-year/index.html
England | 52234
Wales | 3006.4
Scoland | 5222.1
NI | 1799.4
England as % | 0.83894
Adjust technical p[otential wind based on populatio napportionment - this might overstate English resource as Scotland etc. more rural
28.0651 | TWh rural resource
6.5832 | TWh urban resource
Devon Town Populations - assumed to be urban
http://www.devon.gov.uk/peoplepopestimates
Ashburton | 4192 | Teignbridge
Buckfastleigh | 3824 | Teignbridge
Kingsbridge | 6036 | South Hams
Moretonhamstead | 1830 | Teignbridge
Okehampton | 7597 | West Devon
Totnes | 8435 | South Hams
Dartmouth | 5446 | South Hams
Ivybridge | 12425 | South Hams
Tavistock | 12495 | West Devon
Devon District Populations (previousy derived)
| Population | Urban | Rural
South Hams | 86779 | 32342 | 54437
West Devon | 55000 | 20092 | 34908
Dartmoor | 39734 | 9846 | 29888
Dartmoor & Teignbridge | 16441 | 9846 | 6595
England | 51810000 | 42185000 | 9625000 | from ONS rural/urban publication
ONS Regional Trends 43 2010/11 Rural and urban areas: comparing lives using rural/urban classifications
This resulted in the following:
| Rural |  |  |  |  | Urban |  |  | Total
| Assumed size (kW) | Number | Capacity (MW) | Energy (GWh) | Assumed size (kW) | Number | Capacity (MW) | Energy (GWh) | Number | Capacity (MW) | Energy (GWh)
South Hams | 6 | 17257.0289 | 103.5422 | 158.7302 | 1.5 | 3841.0329 | 5.7615 | 5.0471 | 21098.0617 | 109.3037 | 163.7773
West Devon | 6 | 11066.1565 | 66.3969 | 101.7865 | 1.5 | 2386.1861 | 3.5793 | 3.1354 | 13452.3427 | 69.9762 | 104.922
Dartmoor | 6 | 9474.7704 | 56.8486 | 87.1489 | 1.5 | 1169.3405 | 1.754 | 1.5365 | 10644.1109 | 58.6026 | 88.6855
Dartmoor & Teignbridge | 6 | 2090.6756 | 12.5441 | 19.23 | 1.5 | 1169.3405 | 1.754 | 1.5365 | 3260.016 | 14.2981 | 20.7665
SW Devon Area | 6 | 30413.861 | 182.4832 | 279.7467 | 1.5 | 7396.5595 | 11.0948 | 9.7191 | 37810.4204 | 193.578 | 289.4658
Total population | 158220
People per household | 2.2
% with turbine | 52.57%

## RegenSW 2012 survey
Installed projects and capacity by district and technology, November 2012 Regen Annual survey
http://regensw.s3.amazonaws.com/as2012_la_data_electricity__d8da742c44c402de.pdf
http://regensw.s3.amazonaws.com/as2012_la_data_heat__8f63977c13de5193.pdf
| Total Electricity |  | AD |  | Hydro |  | Landfill Gas |  | Onshore Wind |  | Sewage Gas |  | Solar PV |  | Energy from Waste |  | Total Heat |  | AD |  | Biomass |  | Heat Pumps |  | Sewage Gas |  | Solar Thermal
| No Projects | Capacity (MWe) | No Projects | Capacity (MWe) | No Projects | Capacity (MWe) | No Projects | Capacity (MWe) | No Projects | Capacity (MWe) | No Projects | Capacity (MWe) | No Projects | Capacity (MWe) | No Projects | Capacity (MWe) | No Projects | Capacity (MWth) | No Projects | Capacity (MWth) | No Projects | Capacity (MWth) | No Projects | Capacity (MWth) | No Projects | Capacity (MWth) | No Projects | Capacity (MWth)
South Hams | 285+165 | 12.834 | 1 | 0.5 | 11 | 1.308 | 2 | 8.476 | 23 | 0.13 | 2 | 0.165 | 1679 | 10.732 | 0 | 0 | 172 | 3.189 | 0 | 0 | 33 | 1.834 | 69 | 0.876 | 2 | 0.285 | 68 | 0.194
Teignbridge | 1491 | 13.703 | 0 | 0 | 9 | 0.386 | 0 | 0 | 5 | 0.025 | 0 | 0 | 1475 | 4.816 | 0 | 0 | 152 | 1.991 | 0 | 0 | 34 | 1.259 | 43 | 0.569 | 0 | 0 | 75 | 0.162
West Devon | 703 | 6.17 | 0 | 0 | 6 | 3.708 | 0 | 0 | 13 | 0.061 | 0 | 0 | 684 | 2.401 | 0 | 0 | 109 | 2.093 | 0 | 0 | 26 | 1.49 | 27 | 0.424 | 0 | 0 | 56 | 0.179